## Overview
Indian Surgical Industries Public Catalogue
Structured export arranged for distributors, institutions, marketing circulation, and quick range review. All products are quote only.
Generated | 2026-03-13T17:09:06+05:30
Categories | 11
Product families | 170
Model variants | 573
Download | /downloads/indian-surgical-industries-catalogue.xlsx
Preview | /catalogue-preview
Category | Families | Model Variants | Summary
Autoclaves | 30 | 198 | Portable, vertical, horizontal, dental, semi automatic, and fully automatic sterilization systems.
Sterilizers | 5 | 43 | Instrument and utensil sterilizers in multiple constructions, sizes, and heating formats.
Hospital Hollowares | 26 | 128 | Dressing drums, trays, kidney trays, bowls, basins, jars, and ward utility stainless steel products.
Suction Units | 12 | 27 | Electric, manual, portable, ambulance, pediatric, and foot-operated suction solutions.
Needle Destroyers | 3 | 4 | Manual and electrical needle and syringe destruction solutions.
Fumigators and Foggers | 2 | 5 | Portable fumigation and fogging equipment for disinfection and controlled application.
X-Ray Illuminators | 5 | 7 | Single, double, multi-film, and slim X-ray viewer systems.
Hospital Furniture | 38 | 47 | ICU beds, Fowler beds, couches, delivery tables, operation tables, and patient furniture.
Ward Equipments | 39 | 46 | Ward utility trolleys, stools, bins, cabinets, cradles, and daily-use support equipment.
Patient Transfer Trolleys | 5 | 6 | Stretchers, emergency recovery trolleys, and transfer solutions.
Operation Theater Lights | 5 | 62 | Examination lights and OT light systems in mobile, ceiling, and twin ceiling configurations.

## Categories
Category Index
Concise public-facing category summary for quick buyer navigation and marketing overview.
Category | Families | Model Variants | Representative Families | Category Summary
Autoclaves | 30 | 198 | Autoclave Aluminium 'P' Type ¦ Autoclave Aluminium 'P' Type With Digital Controller ¦ Autoclave Double Wall Horizontal ¦ Autoclave Fully Automatic with Pre & Post vacuum, LCD touch screen , PLC, HMI, Automatic Exhaust & Printer. ¦ Autoclave Horizontal Cylindrical, Triple Wall ,Fully Automatic with PLC Based, HMI, touch panel & printer | Portable, vertical, horizontal, dental, semi automatic, and fully automatic sterilization systems.
Sterilizers | 5 | 43 | Bowl and Utensils Sterilizer (SS) ¦ Instrument Sterilizer Electrical Jointless/ Seamless with Tray Lifting and Thermostat (SS) ¦ Instrument Sterilizers Electrical (Jointed) with Tray Lifting and Thermostat. ¦ Instrument Sterilizers Non-Electrical Jointed (SS) ¦ Instruments Sterlilzers Electrical (SS) | Instrument and utensil sterilizers in multiple constructions, sizes, and heating formats.
Hospital Hollowares | 26 | 128 | Baby Tray (SS) ¦ Bed Pan Female Seamless welded with cover ¦ Bed Pan Female Seamless welded without cover ¦ Bed Pan Female with cover ¦ Bed Pan Female without cover | Dressing drums, trays, kidney trays, bowls, basins, jars, and ward utility stainless steel products.
Suction Units | 12 | 27 | Ambulance Stretcher ¦ Electric Vacuum Extractor, Deluxe ¦ Electric Vacuum Extractor, Economy ¦ Foot Operated Heavy ¦ Foot Operated, Horzionantal | Electric, manual, portable, ambulance, pediatric, and foot-operated suction solutions.
Needle Destroyers | 3 | 4 | Needle Destroyer Manual ¦ Needle Destroyer Metal Body ¦ Needle Destroyer Plastic Body | Manual and electrical needle and syringe destruction solutions.
Fumigators and Foggers | 2 | 5 | Multipurpose Fumigator ¦ ULV Micro Fogger | Portable fumigation and fogging equipment for disinfection and controlled application.
X-Ray Illuminators | 5 | 7 | X- Ray Viewer Double Film ¦ X- Ray Viewer Four Film Compact, Solid with Backlight of LED's Based Panel ¦ X- Ray Viewer Single Film Compact, Solid with Backlight of LED's Based Panel ¦ X- Ray Viewer Three Film ¦ X-Ray Illuminators | Single, double, multi-film, and slim X-ray viewer systems.
Hospital Furniture | 38 | 47 | Blood Chair ¦ C-ARM Compatible Electric Operation Table ¦ C-ARM Compatible Electro manual Operation Table ¦ C-ARM Compatible Hydraulic Operation Table ¦ C-ARM Compatible Semi electric Operation Table | ICU beds, Fowler beds, couches, delivery tables, operation tables, and patient furniture.
Ward Equipments | 39 | 46 | Autopsy Table ¦ Baby Bassinet ¦ Baby Bassinet With Utility Box ¦ Baby Cradle ¦ Bed Side Screen (3 Panels) | Ward utility trolleys, stools, bins, cabinets, cradles, and daily-use support equipment.
Patient Transfer Trolleys | 5 | 6 | Emergency & Recovery Trolley Hydraulic ¦ Folding Stretcher 1 Fold, 2 Fold, 3 Fold & 4 Fold ¦ Spine Board ¦ Stretcher Trolley with Mattress ¦ Stretcher on Trolley | Stretchers, emergency recovery trolleys, and transfer solutions.
Operation Theater Lights | 5 | 62 | Examination Lights ¦ OT Light Ceiling ¦ OT Light Ceiling Twin ¦ OT Light Mobile ¦ Operation Theater Lights | Examination lights and OT light systems in mobile, ceiling, and twin ceiling configurations.

## Families
Product Families
Family-level export intended for public viewing, advertisement circulation, and shortlist building before quotation discussion.
Category | Product Family | Subheading | Models | Summary | Highlights | Representative Models | Image Count | Website Path
Autoclaves | Autoclave Aluminium 'P' Type |  | 38 | Autoclave Portable Aluminium Pressure Cooker Type | Autoclave Portable Aluminium Pressure Cooker Type | AAP-10E ¦ AAP-10NE ¦ AAP-110E ¦ AAP-110NE ¦ AAP-12E ¦ AAP-12NE ¦ AAP-15E ¦ AAP-15NE | 7 | /products/autoclaves/autoclave-aluminium-p-type
Autoclaves | Autoclave Aluminium 'P' Type With Digital Controller |  | 6 | Autoclave Portable Aluminium Pressure Cooker Type with Digital controller | Autoclave Portable Aluminium Pressure Cooker Type with Digital controller | AAPDC-110 ¦ AAPDC-21 ¦ AAPDC-25 ¦ AAPDC-40 ¦ AAPDC-75 ¦ AAPDC-90 | 6 | /products/autoclaves/autoclave-aluminium-p-type-with-digital-controller
Autoclaves | Autoclave Double Wall Horizontal |  | 7 | Cylindrical Horizontal Autoclave Double Wall | Cylindrical Horizontal Autoclave Double Wall | AHDC-120 ¦ AHDC-150 ¦ AHDC-185 ¦ AHDC-250 ¦ AHDC-300 ¦ AHDC-40 ¦ AHDC-78 | 5 | /products/autoclaves/autoclave-double-wall-horizontal
Autoclaves | Autoclave Fully Automatic with Pre & Post vacuum, LCD touch screen , PLC, HMI, Automatic Exhaust & Printer. |  | 5 | Available in 5 model options. | Available in 5 model options. | AVTRVS-100 ¦ AVTRVS-180 ¦ AVTRVS-40 ¦ AVTRVS-60 ¦ AVTRVS-80 | 5 | /products/autoclaves/autoclave-fully-automatic-with-pre-post-vacuum-lcd-touch-screen-plc-hmi-automatic-exhaust-printer
Autoclaves | Autoclave Horizontal Cylindrical, Triple Wall ,Fully Automatic with PLC Based, HMI, touch panel & printer |  | 7 | Available in 7 model options. | Available in 7 model options. | AHC-120 A ¦ AHC-150 A ¦ AHC-185 A ¦ AHC-250 A ¦ AHC-300 A ¦ AHC-40 A ¦ AHC-78 A | 9 | /products/autoclaves/autoclave-horizontal-cylindrical-triple-wall-fully-automatic-with-plc-based-hmi-touch-panel-printer
Autoclaves | Autoclave Horizontal Rectangular, Triple Wall ,Fully Automatic with PLC, HMI , Printer with Pre & Post Vacuum & Water Feed Pump. |  | 4 | Available in 4 model options. | Available in 4 model options. | AHR-190 A ¦ AHR-330 A ¦ AHR-450 A ¦ AHR-810 A | 8 | /products/autoclaves/autoclave-horizontal-rectangular-triple-wall-fully-automatic-with-plc-hmi-printer-with-pre-post-vacuum-water-feed-pump
Autoclaves | Autoclave Portable |  | 6 | Autoclave Portable Stainless Steel Six Wing Nut Type | Autoclave Portable Stainless Steel Six Wing Nut Type | ASW-21E ¦ ASW-21NE ¦ ASW-27E ¦ ASW-27NE ¦ ASW-40E ¦ ASW-40NE | 10 | /products/autoclaves/autoclave-portable
Autoclaves | Autoclave Portable Aluminium Six Wing Nut Type |  | 12 | Autoclave Portable Aluminium Six Wing Nut Type | Autoclave Portable Aluminium Six Wing Nut Type | AAW- 40E ¦ AAW-21E ¦ AAW-21NE ¦ AAW-25E ¦ AAW-25NE ¦ AAW-27E ¦ AAW-27NE ¦ AAW-30E | 4 | /products/autoclaves/autoclave-portable-aluminium-six-wing-nut-type
Autoclaves | Autoclave Stainless Steel 'P' Type |  | 17 | Autoclave Portable Stainless Steel Pressure Cooker Type | Autoclave Portable Stainless Steel Pressure Cooker Type | ASP-11E ¦ ASP-11NE ¦ ASP-16E ¦ ASP-16NE ¦ ASP-21E ¦ ASP-21NE ¦ ASP-25E ¦ ASP-25NE | 5 | /products/autoclaves/autoclave-stainless-steel-p-type
Autoclaves | Autoclave Triple Wall Horizontal |  | 7 | Cylindrical Horizontal Autoclave Triple Wall | Cylindrical Horizontal Autoclave Triple Wall | AHC-120 ¦ AHC-150 ¦ AHC-185 ¦ AHC-250 ¦ AHC-300 ¦ AHC-40 ¦ AHC-78 | 9 | /products/autoclaves/autoclave-triple-wall-horizontal
Autoclaves | Autoclave Triple Wall Horizontal Rectangular |  | 4 | Rectangular Horizontal Autoclave Triple Wall | Rectangular Horizontal Autoclave Triple Wall | AHR-190 ¦ AHR-330 ¦ AHR-450 ¦ AHR-810 | 5 | /products/autoclaves/autoclave-triple-wall-horizontal-rectangular
Autoclaves | Autoclave Vertical Double Wall S/S Combined |  | 4 | Autoclave Vertical Stainless Steel & Aluminium Combined Nut Locking | Autoclave Vertical Stainless Steel & Aluminium Combined Nut Locking | AVC-23 ¦ AVC-40 ¦ AVC-78 ¦ AVC-90 | 5 | /products/autoclaves/autoclave-vertical-double-wall-s-s-combined
Autoclaves | Autoclave Vertical Double Wall SS Radial Locking With Digital Contorller (Semi Automatic) |  | 1 | Available in 1 model option. | Available in 1 model option. | AVDR-150D | 6 | /products/autoclaves/autoclave-vertical-double-wall-ss-radial-locking-with-digital-contorller-semi-automatic
Autoclaves | Autoclave Vertical Double Wall with Digital Controller nut locking |  | 11 | Autoclave Vertical Double Wall with Digital Controller nut locking | Autoclave Vertical Double Wall with Digital Controller nut locking | AVD-100D ¦ AVD-120D ¦ AVD-150D ¦ AVD-180D ¦ AVD-23D ¦ AVD-40D ¦ AVD-50D ¦ AVD-52D | 7 | /products/autoclaves/autoclave-vertical-double-wall-with-digital-controller-nut-locking
Autoclaves | Autoclave Vertical Double wall SS Radial Locking |  | 7 | Vertical Autoclave Radial Locking Double Wall | Vertical Autoclave Radial Locking Double Wall | AVDR-100 ¦ AVDR-180 ¦ AVDR-23 ¦ AVDR-40 ¦ AVDR-52 ¦ AVDR-60 ¦ AVDR-78 | 4 | /products/autoclaves/autoclave-vertical-double-wall-ss-radial-locking
Autoclaves | Autoclave Vertical Double wall SS Radial Locking with Digital controller. |  | 7 | Vertical Autoclave Radial Locking Double Wall with Digital Controller. | Vertical Autoclave Radial Locking Double Wall with Digital Controller. | AVDR-100D ¦ AVDR-180D ¦ AVDR-23D ¦ AVDR-40D ¦ AVDR-52D ¦ AVDR-60D ¦ AVDR-78D | 7 | /products/autoclaves/autoclave-vertical-double-wall-ss-radial-locking-with-digital-controller
Autoclaves | Autoclave Vertical Stainless Steel Double Wall |  | 11 | Autoclave Vertical Stainless Steel Nut Locking | Autoclave Vertical Stainless Steel Nut Locking | AVD-100 ¦ AVD-120 ¦ AVD-150 ¦ AVD-180 ¦ AVD-23 ¦ AVD-40 ¦ AVD-50 ¦ AVD-52 | 5 | /products/autoclaves/autoclave-vertical-stainless-steel-double-wall
Autoclaves | Autoclave Vertical Triple Wall Hi- Pressure Nut Locking |  | 5 | Triple Wall Vertical Hi - Pressure Nut Locking Autoclave with Digital controller. | Triple Wall Vertical Hi - Pressure Nut Locking Autoclave with Digital controller. | AVT-100 ¦ AVT-180 ¦ AVT-40D ¦ AVT-60D ¦ AVT-78D | 10 | /products/autoclaves/autoclave-vertical-triple-wall-hi-pressure-nut-locking
Autoclaves | Autoclave Vertical Triple Wall Radial locking with Steam storag & Vacuum drying Feature(Semi Automatic) | Autoclave Vertical Triple Wall Radial locking Fully Automatic with Printer | 5 | Available in 5 model options. | Available in 5 model options. | AVTRV-100A ¦ AVTRV-180A ¦ AVTRV-40A ¦ AVTRV-60A ¦ AVTRV-78A | 7 | /products/autoclaves/autoclave-vertical-triple-wall-radial-locking-with-steam-storag-vacuum-drying-feature-semi-automatic
Autoclaves | Autoclave Vertical Triple Wall with Steam Storage |  | 5 | Autoclave Triple Wall Vertical Hi - Pressure, Nut Locking with Digital Controller and vacuum drying feature. | Autoclave Triple Wall Vertical Hi - Pressure, Nut Locking with Digital Controller and vacuum drying feature. | AVTV-180 ¦ AVTV-40 ¦ AVTV-60 ¦ AVTV-75 ¦ AVTV-95 | 9 | /products/autoclaves/autoclave-vertical-triple-wall-with-steam-storage
Autoclaves | Autoclave Vertical Triple wall SS Radial Locking with Digital controller |  | 6 | Autoclave Vertical Triple wall SS Radial Locking with Digital controller | Autoclave Vertical Triple wall SS Radial Locking with Digital controller | AVTR-100 ¦ AVTR-180 ¦ AVTR-40 ¦ AVTR-52 ¦ AVTR-60 ¦ AVTR-78 | 6 | /products/autoclaves/autoclave-vertical-triple-wall-ss-radial-locking-with-digital-controller
Autoclaves | Autoclave Vertival Triple Wall Radial locking with Steam storage. |  | 5 | Autoclave Vertival Triple Wall Radial locking with Steam storage. | Autoclave Vertival Triple Wall Radial locking with Steam storage. | AVTRV-100 ¦ AVTRV-180 ¦ AVTRV-40 ¦ AVTRV-60 ¦ AVTRV-78 | 10 | /products/autoclaves/autoclave-vertival-triple-wall-radial-locking-with-steam-storage
Autoclaves | Autoclave with Timer |  | 4 | Autoclave with Timer | Autoclave with Timer | AAPT-10 ¦ AAPT-12 ¦ AAPT-21 ¦ AAPT-9 | 9 | /products/autoclaves/autoclave-with-timer
Autoclaves | Cylindrical Horizontal Autoclave Double Wall (Semi Automatic) |  | 1 | Available in 1 model option. | Available in 1 model option. | AHDC-60 | 5 | /products/autoclaves/cylindrical-horizontal-autoclave-double-wall-semi-automatic
Autoclaves | Cylindrical Horizontal Autoclave Triple Wall, Automatic Sterilization cycle with automatic steam transfer Jacket to Chamber Automatic exhaust & vacuum |  | 2 | Available in 2 model options. | Available in 2 model options. | AHC-160 ¦ AHC-200 | 8 | /products/autoclaves/cylindrical-horizontal-autoclave-triple-wall-automatic-sterilization-cycle-with-automatic-steam-transfer-jacket-to-chamber-automatic-exhaust-vacuum
Autoclaves | Table top front loading Autoclave ( N Class ) | (N Class ) | 3 | Autoclave with Timer | . ¦ Autoclave with Timer ¦ Lower Heater power required and upto 30%-50% power saving over traditional autoclaves. | AFL-12N ¦ AFL-16N ¦ AFL-21N | 4 | /products/autoclaves/table-top-front-loading-autoclave-n-class
Autoclaves | Table top front loading Autoclave. (B Class with vacuum and dry cycle) | (B Class with vacuum and dry cycle) | 3 | Autoclave with Timer | Lower Heater power required and upto 30%-50% power saving over traditional autoclaves. ¦ Autoclave with Timer ¦ Vacuum pump fitted inside the autoclave to allow pre & Post sterilization vacuum cycle inside the chamber as per the International standards. | AFL-12B ¦ AFL-16B ¦ AFL-21B | 4 | /products/autoclaves/table-top-front-loading-autoclave-b-class-with-vacuum-and-dry-cycle
Autoclaves | Triple Wall Vertical Hi-Pressure Nut Locking |  | 2 | Available in 2 model options. | Available in 2 model options. | AVT-100D ¦ AVT-180D | 9 | /products/autoclaves/triple-wall-vertical-hi-pressure-nut-locking
Autoclaves | Triple Wall Vertical Hi-Pressure Nut Steam Storage & Vacuum Drying Feature |  | 2 | Available in 2 model options. | Available in 2 model options. | AVTV-100 ¦ AVTV-78 | 8 | /products/autoclaves/triple-wall-vertical-hi-pressure-nut-steam-storage-vacuum-drying-feature
Autoclaves | Vertical Autoclave Radial Locking Double Wall |  | 1 | Available in 1 model option. | Available in 1 model option. | AVDR-150 | 3 | /products/autoclaves/vertical-autoclave-radial-locking-double-wall
Fumigators and Foggers | Multipurpose Fumigator |  | 4 | Multipurpose Fumigator | Act As: Disinfector ¦ Multipurpose Fumigator ¦ Humidifer, Clematises ,Insect Repellant Sprayer,Atomizer | FUM-150 ¦ FUM-300 ¦ FUM-500 ¦ FUM-650 | 2 | /products/fumigators-foggers/multipurpose-fumigator
Fumigators and Foggers | ULV Micro Fogger |  | 1 | ULV Micro Fogger | ULV Micro Fogger ¦ Features: ¦ Max area coverage as compared to any other conventional fogger. | ULV-500 | 1 | /products/fumigators-foggers/ulv-micro-fogger
Hospital Furniture | Blood Chair |  | 1 | Available in 1 model option. | Specification ¦ Dimensions ¦ Length: 1800mm | BTC-1 | 3 | /products/hospital-furniture/blood-chair
Hospital Furniture | C-ARM Compatible Electric Operation Table | Operation Tables | 1 | Available in 1 model option. | Available in 1 model option. | OTEC-1 | 7 | /products/hospital-furniture/c-arm-compatible-electric-operation-table
Hospital Furniture | C-ARM Compatible Electro manual Operation Table | Operation Tables | 1 | Available in 1 model option. | Available in 1 model option. | OTEMC-1 | 7 | /products/hospital-furniture/c-arm-compatible-electro-manual-operation-table
Hospital Furniture | C-ARM Compatible Hydraulic Operation Table | Operation Tables | 1 | Available in 1 model option. | C-ARM O.T. Table is suitable for all kind of surgeries i.e. general surgery, vascular surgery, cardio, neurology urology, ¦ gynecology, proctology, laparoscopy, traumatic surgery, Plastic sugery and other. The base & column of the table is made ¦ of high quality medicalstainless steel (grade-304)Non -reflecting Surface, antibacterial & easy to clean. | OTHC-1 | 7 | /products/hospital-furniture/c-arm-compatible-hydraulic-operation-table
Hospital Furniture | C-ARM Compatible Semi electric Operation Table | Operation Tables | 1 | Available in 1 model option. | Available in 1 model option. | OTSEC-1 | 7 | /products/hospital-furniture/c-arm-compatible-semi-electric-operation-table
Hospital Furniture | Delivery Table Mechanical |  | 1 | Available in 1 model option. | Approx. dimensions: 72" X 27" X 30" ¦ Tubular frame work mounted on PVC stumps ¦ Stainless steel top in three sections | DTM-1 | 6 | /products/hospital-furniture/delivery-table-mechanical
Hospital Furniture | Dialysis Chair |  | 1 | Available in 1 model option. | Castor wheels with locks for effortless manual shifting and parking at convenient locations ¦ High density cushion seating for firm supporting of patient. ¦ Foldable Handrest for easy patient entry and exit. | DC-1 | 1 | /products/hospital-furniture/dialysis-chair
Hospital Furniture | Examination Couch |  | 2 | Available in 2 model options. | Back section adjustable to 75 degree ¦ Powder coated steel frame, firm and anti-rust ¦ With a shelf to assemble non woven, easy to clean and more anti-infection | EC-1 ¦ EC-1D | 7 | /products/hospital-furniture/examination-couch
Hospital Furniture | Four Section Mattress for Fowler / I.C.U. Beds |  | 1 | Available in 1 model option. | Descripiton ¦ ABS Railing Collapsible Railing | CR-1 | 5 | /products/hospital-furniture/four-section-mattress-for-fowler-i-c-u-beds
Hospital Furniture | Fowler Bed Electric |  | 1 | Available in 1 model option. | Description ¦ Advance linear actuator system (02 pcs Motor, ¦ 01PC Control box, 01 pc Handset | HFBE-1 | 4 | /products/hospital-furniture/fowler-bed-electric
Hospital Furniture | Gynaec Examination Table |  | 1 | Available in 1 model option. | Overall approx. dimension : 1800 x 500 x 810 ¦ Construction made from mild steel CRCA tubes and sheets ¦ Two section mild steel CRCA Sheet top | EC-1G | 5 | /products/hospital-furniture/gynaec-examination-table
Hospital Furniture | Gynecological Couch |  | 1 | Available in 1 model option. | Made in 3 sections with independent controls and trendelenburg position ¦ Adjustable back rest and leg section with mechanism to varying positions capable of tilting for obstetric and gynecological use ¦ Size of assembled table : approx. 1800L x 550W x 800H mm | GC-1 | 2 | /products/hospital-furniture/gynecological-couch
Hospital Furniture | Hospital Bed (STANDARD) |  | 1 | Available in 1 model option. | Mild steel tubular Head and Foot Bows of unequal ¦ hight with vertical tube support ¦ Framework made up of M.S. sheet | HPB-1 | 2 | /products/hospital-furniture/hospital-bed-standard
Hospital Furniture | Hospital Fowler Bed |  | 1 | Available in 1 model option. | Mild steel tubula Head and Foot Bows of unequal height ¦ with Vertical tube support ¦ Framework madeup of M.S. tubes | HFB-1 | 6 | /products/hospital-furniture/hospital-fowler-bed
Hospital Furniture | Hospital Fowler Bed Mechanical |  | 1 | Available in 1 model option. | Description ¦ Two pieces individual detachable collapsible side-rails ¦ ABS moulded Head and Foot Panel | HFBM-1 | 4 | /products/hospital-furniture/hospital-fowler-bed-mechanical
Hospital Furniture | Hospital Semi Fowler Bed |  | 1 | Available in 1 model option. | ABS moulded Head and Foot Panel with locking and corner bufffer ¦ Frame work made up of M.S.tubes ¦ 2 secthion top made up of perforated CRCA M.S. sheet | HSFB-1 | 6 | /products/hospital-furniture/hospital-semi-fowler-bed
Hospital Furniture | Hydraulic Operation Table Side End Control | Operation Tables | 1 | Available in 1 model option. | Solid base mounted on castors capable of moving on a smooth ¦ cemented floor and with locking device too giving rigidity to the table ¦ Foot rails and toe space on the base for surgeons the table top in five | OTH-1 | 7 | /products/hospital-furniture/hydraulic-operation-table-side-end-control
Hospital Furniture | Hydraulic Surgical Operating Table |  | 1 | Available in 1 model option. | Deluxe OT Table is suitable for all kind of surgeries,i.e. general surgery neurology , urolology, gynecology , laparoscopy and other. The base & column of the table is made of high quality medical stainless steel (grade - 304) Non-reflecting surface , antibacterial & easy to clean. provide with Height adjustment,Lateral Tilts, Trendeleburg, and Flex -Reflex Chair Position & Kidney Bridge Position. ¦ Specification ¦ Length of Table : | OTH-1SS | 5 | /products/hospital-furniture/hydraulic-surgical-operating-table
Hospital Furniture | ICU Bed Electric |  | 5 | Available in 5 model options. | Advance linear actuator system (04pcs Moter,01pcs Control ¦ box, 01pc Handset, ¦ Four pieces individual side-rails, ABS moulded | ICUE-1 ¦ ICUE-2 ¦ ICUE-3 ¦ ICUE-4 ¦ ICUE-5 | 10 | /products/hospital-furniture/icu-bed-electric
Hospital Furniture | ICU Bed Mechanical |  | 2 | Available in 2 model options. | Four pieces individual side-rails, ABS moulded ¦ Heavy ABS head and foot panel with locking ¦ 4 section top made up of oval perforated CRCA M.S. sheet | ICUM-1 ¦ ICUM-2 | 10 | /products/hospital-furniture/icu-bed-mechanical
Hospital Furniture | Labour Delivery Room Bed Electric |  | 1 | Available in 1 model option. | Overall size: 1880L x 660W x 600-800H mm ¦ Tubular frame work mounted on 125 mm dia central locking castors ¦ Three section top made up of Bakelite Sheet covered with 3 section mattress | DBE-1 | 5 | /products/hospital-furniture/labour-delivery-room-bed-electric
Hospital Furniture | Labour Delivery Room Bed Hydraulic |  | 1 | Available in 1 model option. | Overall Size : 1880L x 660W x 600 - 800H mm ¦ Tubular frame work mounted on 125 mm dia central locking castors ¦ Three section top made up of Bakelite Sheet with 3 section mattress | DBH-1 | 3 | /products/hospital-furniture/labour-delivery-room-bed-hydraulic
Hospital Furniture | Labour Table |  | 1 | Available in 1 model option. | Overall approx. size : 72" x 27" x 3O" ¦ Frame work made up of S.S. tube ¦ Legs fitted with PVC stumps | LT-1SS | 3 | /products/hospital-furniture/labour-table
Hospital Furniture | MS Obstetric Labour Table |  | 1 | Available in 1 model option. | Approx. dimensions: 72"L x 27"W x 24"- 32"H ¦ Tubular frame work mounted on swiveling castors ¦ Bakelite sheet top in three sections with 3 section mattress | ODTT-1MS | 4 | /products/hospital-furniture/ms-obstetric-labour-table
Hospital Furniture | Mattress For Hospital Beds |  | 3 | Available in 3 model options. | 10 cms thick, 32/40 density foam mattress | A. MPB-1 ¦ B. MSB-1 ¦ C. MFB-1 | 4 | /products/hospital-furniture/mattress-for-hospital-beds
Hospital Furniture | Mattress for Plain Bed |  | 1 | Available in 1 model option. | Available in 1 model option. | MPB-1 | 4 | /products/hospital-furniture/mattress-for-plain-bed
Hospital Furniture | Motorized Backrest/Recliner Bed |  | 1 | Available in 1 model option. | Headrest adjustable upto 75° ¦ Can be used on the existing bed without any modification just plug & play ¦ Size with mattress 1820 x 900 x 200mm | RBE-1 | 2 | /products/hospital-furniture/motorized-backrest-recliner-bed
Hospital Furniture | Operation Table |  | 2 | Available in 2 model options. | Available in 2 model options. | OTT ¦ OTT-1M | 7 | /products/hospital-furniture/operation-table
Hospital Furniture | Patient's OPD Couch |  | 1 | Available in 1 model option. | Overall size: 1800L x 600W x 460H mm ¦ Framework made up of Rectangular/Square M.S. tubes ¦ Also available in 5cm from upholstery top | AB-1 | 3 | /products/hospital-furniture/patient-s-opd-couch
Hospital Furniture | Patient's OPD Couch/Chair |  | 1 | Available in 1 model option. | Overall size: 190L x 62W x 58H cms ¦ Framework made up of Rectangular M.S. tubes ¦ The fabric is pressed artificial leather | OPDC-1 | 3 | /products/hospital-furniture/patient-s-opd-couch-chair
Hospital Furniture | Pediatric Bed |  | 1 | Available in 1 model option. | Tubular Head and foot Bows of unequal height with vertical tube support ¦ Frame work made up to M.S. tubes ¦ Top made up of oval perforated CRCA M.S. sheet | PDB-1 | 3 | /products/hospital-furniture/pediatric-bed
Hospital Furniture | Spica Table |  | 1 | Available in 1 model option. | Tubular frame work on castors ¦ Exceptionally fine surgical table ¦ With facility of height adjustment by crank mechanism | WJ-1 | 4 | /products/hospital-furniture/spica-table
Hospital Furniture | Surgeon Chair |  | 1 | Available in 1 model option. | Cushioned seat and back ¦ Pneumatic height adjustable ¦ Height adjustable and swinging back rest | SC-1 | 1 | /products/hospital-furniture/surgeon-chair
Hospital Furniture | Two Section Mattress For Semi-Fowler Bed |  | 1 | Available in 1 model option. | Descripiton ¦ Telescopic Rod add on ABS Head and Foot panel | TRAP-1 | 9 | /products/hospital-furniture/two-section-mattress-for-semi-fowler-bed
Hospital Furniture | Two-Parts Obstetric Delivery Bed |  | 1 | Available in 1 model option. | Height adjustable by a pair of knee crutches ¦ Approx. dimensions: 72" L X 30" W X 30" H ¦ Tubular frame work made in two sections | ODB-1 | 4 | /products/hospital-furniture/two-parts-obstetric-delivery-bed
Hospital Furniture | Waiting Area Chair |  | 1 | Available in 1 model option. | Perforated sheet ¦ Galvanized arm rest ¦ Chrome plated finish | WAC-1 | 2 | /products/hospital-furniture/waiting-area-chair
Hospital Furniture | Wheelchair Fix/ Folding |  | 1 | Available in 1 model option. | Folding wheelchair: 600 X 790 X 870 mm ¦ Folding wheelchair with cushion: 600 X 790 X 870 mm ¦ Sturdy structures | WC-1F | 2 | /products/hospital-furniture/wheelchair-fix-folding
Hospital Furniture | wheels, abs panel, railing, IV Pole |  | 1 | Available in 1 model option. | Available in 1 model option. | HSFBE-1 | 3 | /products/hospital-furniture/wheels-abs-panel-railing-iv-pole
Hospital Hollowares | Baby Tray (SS) |  | 2 | Baby Tray | Baby Tray | BT-1620 ¦ BT-1812 | 4 | /products/hospital-hollowares/baby-tray-ss
Hospital Hollowares | Bed Pan Female Seamless welded with cover |  | 1 | Bed Pan Female Seamless welded with cover | Bed Pan Female Seamless welded with cover | BPSL-FWC | 3 | /products/hospital-hollowares/bed-pan-female-seamless-welded-with-cover
Hospital Hollowares | Bed Pan Female Seamless welded without cover | Bed Pan Female Seamless welded without cover | 1 | Bed Pan Female Seamless welded without cover | Bed Pan Female Seamless welded without cover | BPSL-F | 2 | /products/hospital-hollowares/bed-pan-female-seamless-welded-without-cover
Hospital Hollowares | Bed Pan Female with cover |  | 1 | Bed Pan Female with cover | Bed Pan Female with cover | BP-FWC | 3 | /products/hospital-hollowares/bed-pan-female-with-cover
Hospital Hollowares | Bed Pan Female without cover |  | 1 | Bed Pan Female without cover | Bed Pan Female without cover | BP-F | 2 | /products/hospital-hollowares/bed-pan-female-without-cover
Hospital Hollowares | Bed Pan Male with cover |  | 1 | Bed Pan Male with cover | Bed Pan Male with cover | BP-MWC | 2 | /products/hospital-hollowares/bed-pan-male-with-cover
Hospital Hollowares | Bed Pan Round with cover (s/s) |  | 1 | Available in 1 model option. | Available in 1 model option. | BP-R | 3 | /products/hospital-hollowares/bed-pan-round-with-cover-s-s
Hospital Hollowares | Bowls (SS) |  | 10 | Bowls | Bowls | BL-10 ¦ BL-12 ¦ BL-15 ¦ BL-18 ¦ BL-20 ¦ BL-25 ¦ BL-30 ¦ BL-32 | 3 | /products/hospital-hollowares/bowls-ss
Hospital Hollowares | Catheter Tray With Lid (SS) | Catheter Tray With Lid (SS 304 Grade) | 2 | Catheter Tray | Catheter Tray | CT-164 ¦ CT-83 | 3 | /products/hospital-hollowares/catheter-tray-with-lid-ss
Hospital Hollowares | Cidex Tray (SS) |  | 4 | Cidex Tray | Cidex Tray | CDXT-14 ¦ CDXT-23 ¦ CDXT-27 ¦ CDXT-30 | 3 | /products/hospital-hollowares/cidex-tray-ss
Hospital Hollowares | Dressing Drums Jointed (SS) |  | 23 | Dressing Drums | Dressing Drums | DDJ-1118 ¦ DDJ-115 ¦ DDJ-119 ¦ DDJ-1210 ¦ DDJ-1212 ¦ DDJ-129 ¦ DDJ-1411 ¦ DDJ-1412 | 4 | /products/hospital-hollowares/dressing-drums-jointed-ss
Hospital Hollowares | Dressing Drums Seamless Jointless |  | 10 | Dressing Drums | Dressing Drums | DDSL-115 ¦ DDSL-119 ¦ DDSL-1210 ¦ DDSL-145 ¦ DDSL-149 ¦ DDSL-1512 ¦ DDSL-64 ¦ DDSL-66 | 3 | /products/hospital-hollowares/dressing-drums-seamless-jointless
Hospital Hollowares | Dressing Jar (SS) |  | 3 | Dressing Jar (SS) | Dressing Jar (SS) | DJ-1000 ¦ DJ-2000 ¦ DJ-500 | 3 | /products/hospital-hollowares/dressing-jar-ss
Hospital Hollowares | Enmacan (SS) |  | 3 | Enmacan | Enmacan | EC-1000 ¦ EC-1500 ¦ EC-2000 | 3 | /products/hospital-hollowares/enmacan-ss
Hospital Hollowares | Forceps Jar (SS) |  | 5 | Forceps Jar | Forceps Jar | FJ-25 ¦ FJ-26 ¦ FJ-27 ¦ FJ-28 ¦ FJ-29 | 3 | /products/hospital-hollowares/forceps-jar-ss
Hospital Hollowares | Gallipots With Lid(SS) |  | 6 | Gallipots | Gallipots | GPWC-12 ¦ GPWC-2 ¦ GPWC-20 ¦ GPWC-4 ¦ GPWC-6 ¦ GPWC-8 | 3 | /products/hospital-hollowares/gallipots-with-lid-ss
Hospital Hollowares | Gallipots Without Lid (SS) |  | 6 | Gallipots | Gallipots | GB-20 ¦ GP-12 ¦ GP-2 ¦ GP-4 ¦ GP-6 ¦ GP-8 | 3 | /products/hospital-hollowares/gallipots-without-lid-ss
Hospital Hollowares | Hospital Basins (SS) |  | 8 | Basins | Basins | WB-23 ¦ WB-26 ¦ WB-28 ¦ WB-30 ¦ WB-32 ¦ WB-35 ¦ WB-38 ¦ WB-40 | 4 | /products/hospital-hollowares/hospital-basins-ss
Hospital Hollowares | Instrument Trays with Cover (SS) | Instrument Trays with Cover (SS 304 Grade) | 15 | Tray | Tray | IT-108 ¦ IT-117 ¦ IT-119 ¦ IT-1210 ¦ IT-128 ¦ IT-128D ¦ IT-129 ¦ IT-129D | 4 | /products/hospital-hollowares/instrument-trays-with-cover-ss
Hospital Hollowares | Kidney Tray with Cover (SS) |  | 6 | Kidney Tray | Kidney Tray | KCWC-12 ¦ KCWC-8 ¦ KTWC-10 ¦ KTWC-12 ¦ KTWC-6 ¦ KTWC-8 | 3 | /products/hospital-hollowares/kidney-tray-with-cover-ss
Hospital Hollowares | Mayo and Dental Tray |  | 5 | Mayo Tray | Mayo Tray | DT-128 ¦ DT-96 ¦ MT-1410 ¦ MT-1812 ¦ MT-2416 | 3 | /products/hospital-hollowares/mayo-and-dental-tray
Hospital Hollowares | Measuring jug (SS) |  | 2 | Measuring jug | Measuring jug | MJ-1000 ¦ MJ-500 | 3 | /products/hospital-hollowares/measuring-jug-ss
Hospital Hollowares | Sputum Mug (SS) |  | 2 | Sputum Mug (SS) | Sputum Mug (SS) | SM-L ¦ SM-S | 4 | /products/hospital-hollowares/sputum-mug-ss
Hospital Hollowares | Stainless Steel Kidney Tray (SS) | Stainless Steel Kidney Tray (SS 304 Grade) | 6 | Kidey Tray | Kidey Tray | KT-10 ¦ KT-12 ¦ KT-6 ¦ KT-8 ¦ KT-9 ¦ KTS-10 | 3 | /products/hospital-hollowares/stainless-steel-kidney-tray-ss
Hospital Hollowares | Thermometer Jar(SS) |  | 1 | Thermometer Jar | Thermometer Jar | TJ-1 | 4 | /products/hospital-hollowares/thermometer-jar-ss
Hospital Hollowares | Urine Pots (SS) |  | 3 | Urine Pots | Urine Pots | UP-F ¦ UP-M ¦ UPSL-F | 3 | /products/hospital-hollowares/urine-pots-ss
Needle Destroyers | Needle Destroyer Manual |  | 2 | Available in 2 model options. | Available in 2 model options. | NCM-1 ¦ NDM-1 | 1 | /products/needle-destroyers/needle-destroyer-manual
Needle Destroyers | Needle Destroyer Metal Body |  | 1 | Needle Destroyer Metal Body | Needle Destroyer Metal Body | NDE-1 | 1 | /products/needle-destroyers/needle-destroyer-metal-body
Needle Destroyers | Needle Destroyer Plastic Body |  | 1 | Needle Destroyer Plastic Body | Needle Syringe Destroyer with Buzzer while burning the needles which indicates total burining of needle and cut the disposable syringe nozzle easily. ¦ Needle Destroyer Plastic Body | NDEP-1 | 2 | /products/needle-destroyers/needle-destroyer-plastic-body
Operation Theater Lights | Examination Lights |  | 7 | Available in 7 model options. | Available in 7 model options. | EL-12 ¦ EL-19 ¦ EL-21 ¦ EL-21D ¦ EL-7 ¦ EL-8 ¦ EL-8D | 10 | /products/operation-theater-lights/examination-lights
Operation Theater Lights | OT Light Ceiling |  | 13 | Available in 13 model options. | Available in 13 model options. | CL3-57H ¦ CL3-57N ¦ CL3-63 ¦ CL4-48 ¦ CL4-76 ¦ CL4-76N ¦ CL4-84 ¦ CL5-105 | 10 | /products/operation-theater-lights/ot-light-ceiling
Operation Theater Lights | OT Light Ceiling Twin |  | 18 | Available in 18 model options. | Available in 18 model options. | CTL 33-126 ¦ CTL 34-147 ¦ CTL 43-133 ¦ CTL 43-133N ¦ CTL 44-152N ¦ CTL 44-96 ¦ CTL 54-108 ¦ CTL 54-171 | 10 | /products/operation-theater-lights/ot-light-ceiling-twin
Operation Theater Lights | OT Light Mobile |  | 12 | Available in 12 model options. | Available in 12 model options. | ML3-57 ¦ ML3-63 ¦ ML4-48 ¦ ML4-76 ¦ ML4-84 ¦ ML5-105 ¦ ML5-60 ¦ ML5-95 | 10 | /products/operation-theater-lights/ot-light-mobile
Operation Theater Lights | Operation Theater Lights | Operation Theater Lights | 12 | Available in 12 model options. | M e m o r y F u n c t i o n , H i gh q u a l i t y sterilizable handle, With protective fire resistant ESG safety glass for scratch proof, fast disinfection process, protects UV and IR rays and improve light penetration. With special European design for ventilation of heat. Body is made of high polymer. ¦ Technical Specification ¦ Intensity 1,30,000 + 1,60,000 Lux ±10% | OTL-3 ¦ OTL-33 ¦ OTL-4 ¦ OTL-43 ¦ OTL-44 ¦ OTL-5 ¦ OTL-53 ¦ OTL-54 | 8 | /products/operation-theater-lights/operation-theater-lights
Patient Transfer Trolleys | Emergency & Recovery Trolley Hydraulic |  | 2 | Available in 2 model options. | Two section top height adjusted by foot operated imported hydraulic pump from 660 mm to 910 mm ¦ Gas spring assisted Trendelenburg/Reverse Trendelenburg positions ¦ Complete with corner buffers, synthetic rubber covered handles, sliding X-ray cassette, accessories tray, oxygen cylinder holder | ERTH-1 ¦ ERTH-1D | 5 | /products/patient-transfer-trolleys/emergency-recovery-trolley-hydraulic
Patient Transfer Trolleys | Folding Stretcher 1 Fold, 2 Fold, 3 Fold & 4 Fold | Patient Transfer Trolley | 1 | Available in 1 model option. | Aluminium folding lengthwise as well as width wise Fold, provided with bag ¦ Unfolded size: 221L x 53W x 15H cms ¦ Folded size: 110L x 18W x 11H cms | FSA-1 , FSA-2, FSA-3 & FSA-4 | 4 | /products/patient-transfer-trolleys/folding-stretcher-1-fold-2-fold-3-fold-4-fold
Patient Transfer Trolleys | Spine Board | Patient Transfer Trolley | 1 | Available in 1 model option. | Spine Board is mainly used for immobiling and safety transferring serious patients during rescuing. It's a first-aid transport equipment for medical departments. It also could be equipped on ambulances. Besides, it can go into X-ray, directly add float on water. This model is made of high strength engineering plastics. It can be enduring used, and has the advantage of anti- aging, weight loading and easy stocking specialities. ¦ Technical Index ¦ Product Size : 184L x 45W x 5H cm | SB-1 | 1 | /products/patient-transfer-trolleys/spine-board
Patient Transfer Trolleys | Stretcher Trolley with Mattress |  | 1 | Available in 1 model option. | Overall approx size : 180L x 56W x 81H cms ¦ Frame work made of tubular M.S. pipe with S.S. handle ¦ Swing away type safety side railing | ST-1M | 8 | /products/patient-transfer-trolleys/stretcher-trolley-with-mattress
Patient Transfer Trolleys | Stretcher on Trolley |  | 1 | Available in 1 model option. | Frame work made of 1.25" x 16G vertical and 1" x 18G horizontal CRC tubes ¦ Trolley mounted on 15 cms. dia castors, 2 with brakes ¦ Removable stretchers top made of M.S. Sheet with S.S. handle | ST-1 | 6 | /products/patient-transfer-trolleys/stretcher-on-trolley
Sterilizers | Bowl and Utensils Sterilizer (SS) |  | 4 | Bowl and Utensils Sterilizer s/s | Bowl and Utensils Sterilizer s/s | BSH-2016 ¦ BSH-2020 ¦ BSH-2420 ¦ BSH-2424 | 5 | /products/sterilizers/bowl-and-utensils-sterilizer-ss
Sterilizers | Instrument Sterilizer Electrical Jointless/ Seamless with Tray Lifting and Thermostat (SS) |  | 3 | Instrument Sterilizer Electrical Jointless | Instrument Sterilizer Electrical Jointless | ISSLTL-12 ¦ ISSLTL-17 ¦ ISSLTL-20 | 5 | /products/sterilizers/instrument-sterilizer-electrical-jointless-seamless-with-tray-lifting-and-thermostat-ss
Sterilizers | Instrument Sterilizers Electrical (Jointed) with Tray Lifting and Thermostat. |  | 10 | Instrument Sterilizers Electrical (Jointed) | Instrument Sterilizers Electrical (Jointed) | ISTL- 178 ¦ ISTL-126 ¦ ISTL-146 ¦ ISTL-166 ¦ ISTL-168 ¦ ISTL-188 ¦ ISTL-208 ¦ ISTL-2412 | 6 | /products/sterilizers/instrument-sterilizers-electrical-jointed-with-tray-lifting-and-thermostat
Sterilizers | Instrument Sterilizers Non-Electrical Jointed (SS) |  | 13 | Instrument Sterilizers Non-Electrical Jointed | Instrument Sterilizers Non-Electrical Jointed | ISNE-105 ¦ ISNE-126 ¦ ISNE-146 ¦ ISNE-166 ¦ ISNE-168 ¦ ISNE-178 ¦ ISNE-188 ¦ ISNE-208 | 5 | /products/sterilizers/instrument-sterilizers-non-electrical-jointed-ss
Sterilizers | Instruments Sterlilzers Electrical (SS) |  | 13 | Instruments Sterlilzers Electrical | Instruments Sterlilzers Electrical | ISE-105 ¦ ISE-126 ¦ ISE-146 ¦ ISE-166 ¦ ISE-168 ¦ ISE-178 ¦ ISE-188 ¦ ISE-208 | 5 | /products/sterilizers/instruments-sterlilzers-electrical-ss
Suction Units | Ambulance Stretcher |  | 1 | Available in 1 model option. | Utilizes high precision mechanical transmission ¦ Can be used automatically folded through the left and right hand control handle ¦ Made of high quality aluminium alloy tubes | AS-1 | 6 | /products/suction-units/ambulance-stretcher
Suction Units | Electric Vacuum Extractor, Deluxe |  | 1 | Electric Vacuum Extractor, Deluxe | Electric Vacuum Extractor, Deluxe ¦ A low vacuum electric suction unit ¦ Body constructed from M.S. Sheet and finished in epoxy powder coating fitted with Handle | SEV-25 | 4 | /products/suction-units/electric-vacuum-extractor-deluxe
Suction Units | Electric Vacuum Extractor, Economy |  | 1 | Electric Vacuum Extractor, Economy | Electric Vacuum Extractor, Economy ¦ Body constructed from M.S. Sheet and finished in epoxy powder coating fitted with Handle ¦ Mounted on 4 swivel | SEV-25 E | 4 | /products/suction-units/electric-vacuum-extractor-economy
Suction Units | Foot Operated Heavy | Foot Operated Heavy ( FS-V) | 1 | Foot Operated Heavy ( FS-V) | Description ¦ Foot Operated Heavy ( FS-V) ¦ Base made of heavy sheet metal fitted with 4 anti-slip rubber feet for easy operation | FS-V | 8 | /products/suction-units/foot-operated-heavy
Suction Units | Foot Operated, Horzionantal | Foot Operated, Horzionantal | 1 | Foot Operated, Horzionantal | Description ¦ Foot Operated, Horzionantal ¦ Made in heavy sheet metal and pre-treated epoxy powder coated | FS-DB | 8 | /products/suction-units/foot-operated-horzionantal
Suction Units | Glass Jar | Glass Jar | 6 | Glass Jar | Glass Jar | SJG-1000 ¦ SJG-1500 ¦ SJG-2000 ¦ SJG-3000 ¦ SJG-4000 ¦ SJG-600 | 8 | /products/suction-units/glass-jar
Suction Units | Polycarbonate Jar | Polycarbonate Jar | 5 | Polycarbonate Jar | Polycarbonate Jar | SJP-1000 ¦ SJP-1500 ¦ SJP-2000 ¦ SJP-2500 ¦ SJP-700 | 8 | /products/suction-units/polycarbonate-jar
Suction Units | Slow Suction (Pediatric) | Slow Suction (Pediatric) | 1 | Slow Suction (Pediatric) | Description ¦ Slow Suction (Pediatric) ¦ Body constructed from M.S. sheet and epoxy poweder coated, fitted with rubber stumps in base | SE-P | 8 | /products/suction-units/slow-suction-pediatric
Suction Units | Suction Apparatus |  | 5 | Suction Apparatus 0.25HP | A versatile trolley model on 4 swivel castors suitable for general suction procedures ¦ Suction Apparatus 0.25HP ¦ Main body constructed from M.S.sheet with S.S. top fitted with Push Handle | SE-25 ¦ SE-25D ¦ SE-25SS ¦ SEM-25 ¦ SEM-25SS | 10 | /products/suction-units/suction-apparatus
Suction Units | Suction Unit 0.5HP |  | 2 | Available in 2 model options. | Available in 2 model options. | SE-50 ¦ SEM-50 | 10 | /products/suction-units/suction-unit-0-5hp
Suction Units | Suction Unit 0.5HP with Tray |  | 2 | Available in 2 model options. | Available in 2 model options. | SE-50T ¦ SEM-50T | 9 | /products/suction-units/suction-unit-0-5hp-with-tray
Suction Units | Suction Unit 0.5HP with poly Jars, Deluxe |  | 1 | Suction Unit 0.5HP with poly Jars, Deluxe | Suction Unit 0.5HP with poly Jars, Deluxe ¦ Hivac suction unit ¦ Mounted on 4 swivel castors | SE-50D | 8 | /products/suction-units/suction-unit-0-5hp-with-poly-jars-deluxe
Ward Equipments | Autopsy Table |  | 1 | Available in 1 model option. | Construction 304 grade type stainless steel with large radius inside corners for easy clean up ¦ Single bowl sink, wrist operated stainless steel FAUCET ¦ Manufactured without rivets or bolts | ATSS-1 | 2 | /products/ward-equipments/autopsy-table
Ward Equipments | Baby Bassinet |  | 1 | Available in 1 model option. | Preprex transparent crib with mattress ¦ Trendelenburg / Reverse Trendelenburg manual 5 cms castors ¦ I. V. Rod | BB-1 | 4 | /products/ward-equipments/baby-bassinet
Ward Equipments | Baby Bassinet With Utility Box |  | 1 | Available in 1 model option. | Preprex transparent crib with mattress ¦ Trendelenburg / Reverse Trendelenburg by knob ¦ Laminated cupboard with plateform 5 cms castors | BBU-1 | 4 | /products/ward-equipments/baby-bassinet-with-utility-box
Ward Equipments | Baby Cradle |  | 1 | Available in 1 model option. | Overall approx. size: 36" x 15" x 39" ¦ Stand frame work made up of 25 mm x 1.22 mm M.S. tubular pipe ¦ Legs fitted with PVC stumps | BC-1 | 2 | /products/ward-equipments/baby-cradle
Ward Equipments | Bed Side Screen (3 Panels) |  | 1 | Available in 1 model option. | Overall size : 1680H x 2450L mm ¦ M.S. tubular frame work made of 19mm x 18G in three section ¦ Legs made up of 25mm x 18G mounted on 5 cms castors | BSS-3F | 4 | /products/ward-equipments/bed-side-screen-3-panels
Ward Equipments | Bed Side Screen (4 Panels) |  | 1 | Available in 1 model option. | Overall size: 1680H x 2450L mm ¦ M.S. tubular frame work made up of 19mm x 18G in four section ¦ Legs made of 25mm x 18G mounted on 5 cms castors with hooks and spring along-with curtains | BSS-4F | 4 | /products/ward-equipments/bed-side-screen-4-panels
Ward Equipments | Cardiac Table (Gear Handle Adjustable) |  | 1 | Available in 1 model option. | 1 Rectangular frame work mounted on 5 cms castors. 2 Finish : Pre-treated and Epoxy Powder Coated | CTG-1 | 4 | /products/ward-equipments/cardiac-table-gear-handle-adjustable
Ward Equipments | Cardiac Table (by Knob Adjustable) |  | 1 | Available in 1 model option. | 1 Rectangular frame work mounted on 5 cms castors 2.Membrane press wooden top adjustable by side knob 3.Finish : Pre-treated and Epoxy Powder Coated | CTK-1 | 6 | /products/ward-equipments/cardiac-table-by-knob-adjustable
Ward Equipments | Cardiac Table (fixed) |  | 1 | Available in 1 model option. | Overall size : 40"L x 16"W x 39"H ¦ Tubular frame work mounted on 5 cms castors ¦ Fixed membrane press wooden laminated top | CTF-1 | 5 | /products/ward-equipments/cardiac-table-fixed
Ward Equipments | Crash Cart (All SS) |  | 1 | Available in 1 model option. | Available in 1 model option. | CC-1SS | 2 | /products/ward-equipments/crash-cart-all-ss
Ward Equipments | Crash Cart (SS Top) |  | 1 | Available in 1 model option. | Overall approx. size : 960 L x 500 W x 1545H mm ¦ Frame work made up of S.S. tubes ¦ Two light weight polystyrene boxes each with three drawers | CC-1SS/CC-1 | 3 | /products/ward-equipments/crash-cart-ss-top
Ward Equipments | Dressing Trolley | Ward Equipments | 1 | Available in 1 model option. | Approx. size : 3O"x18"x32" ¦ Frame work made up of S.S. tubes ¦ Two S.S. shelves up with S.S. railings on all four sides | DT-1 SS | 9 | /products/ward-equipments/dressing-trolley
Ward Equipments | Electric Trolley with Double Door | Food Trolley | 1 | Available in 1 model option. | Smooth edges ¦ Resistant to abrasion and corrosion ¦ Longer operational life | FTE-1 | 8 | /products/ward-equipments/electric-trolley-with-double-door
Ward Equipments | Emergency Medicine Trolley |  | 1 | Available in 1 model option. | Overall approx. size : 750 x 500 W x 810H mm ¦ Mild steel frame work with five draws for medicine ¦ Upper drawer with medicine container of different sizes | EMT-1 | 7 | /products/ward-equipments/emergency-medicine-trolley
Ward Equipments | Foot Step Double Step |  | 1 | Available in 1 model option. | Overall approx. step size : 505 mm L x 305 mm W ¦ First step height 230 mm and second step size 450 mm ¦ Step made up of CRCA sheet fitted with Aluminium Tread flats by pop rivets | FSD-1 | 3 | /products/ward-equipments/foot-step-double-step
Ward Equipments | Foot Step Single Step |  | 1 | Available in 1 model option. | Overall approx. size : 505L x 305W x 230H mm ¦ Step made up of CRCA Sheet fitted with Aluminium Tread flats by pop rivets ¦ Frame made up of 1" x 18G CRCA tube fitted with PVC stumps | FSS-1 | 3 | /products/ward-equipments/foot-step-single-step
Ward Equipments | I.V. Stand |  | 1 | Available in 1 model option. | Five Pronged base fitted with 5 cms Castors ¦ S. S. adjustable ¦ I.V. Rod with double / four hook | IVS | 3 | /products/ward-equipments/i-v-stand
Ward Equipments | Infant Warmer |  | 1 | Available in 1 model option. | Micro processor controlled with Servo & Manual modes of operation ¦ This infant warmer provides automatic over heat and over temperature protection in both manual and servo modes ¦ Quartz Infrared heater element with very effective heat radiation | IW-1 | 4 | /products/ward-equipments/infant-warmer
Ward Equipments | Instrument Cabinet |  | 1 | Available in 1 model option. | Made from CRC sheet three side closed ¦ Front glass door and glass shelves ¦ Pre-treated and Epoxy Powder Coated | IC-1MS | 2 | /products/ward-equipments/instrument-cabinet
Ward Equipments | Instrument Trolley Two Shelves |  | 1 | Available in 1 model option. | Frame work made up of 1"x 18G vertical M.S. tubes ¦ Two 22G S.S. shelves with three sides railing ¦ The trolley mounted on 100 mm dia castors | IT-1SS | 5 | /products/ward-equipments/instrument-trolley-two-shelves
Ward Equipments | Kick Bowl/Bucket |  | 1 | Available in 1 model option. | Approx. S.S. Bowl of 350 mm dia/SS Bucket ¦ Frame work made up of M.S. tubes ¦ Mounted on 50 mm castors | KBSS-1 | 3 | /products/ward-equipments/kick-bowl-bucket
Ward Equipments | Laparoscopic/Monitor Trolley |  | 1 | Available in 1 model option. | Overall approx. size : 820 mm L x 620 mm D x 1680 H ¦ Four shelves and one drawers ¦ Trolley having two handle | LM-1 | 6 | /products/ward-equipments/laparoscopic-monitor-trolley
Ward Equipments | Medicine Trolley with 4 Drawers |  | 1 | Available in 1 model option. | Overall approx. size: 76L x 46W x 81H cms ¦ Frame work made up of M.S. tubes mounted on 10 cms castors ¦ Two S.S. shelves with three side railing on top shelf | MT4D-1 | 7 | /products/ward-equipments/medicine-trolley-with-4-drawers
Ward Equipments | O.T. Mayo's Instrument Trolley With S.S. Tray |  | 1 | Available in 1 model option. | Tray S.S. size : 56 L x 40 W cms ¦ Rectangular CRC tubes mounted on 5 cms castors ¦ Height adjustable by side knob | MTSS-1 | 6 | /products/ward-equipments/o-t-mayo-s-instrument-trolley-with-s-s-tray
Ward Equipments | OT Instrument Mayo's Trolley Over the OT Table (Mechanically) |  | 1 | Available in 1 model option. | Approx tray S.S. Size: 91 L x 5OW cms ¦ Frame work of S.S. tubes mounted on 1O cms castors ¦ Height adjustable by gear handle | MTOB-1 | 6 | /products/ward-equipments/ot-instrument-mayo-s-trolley-over-the-ot-table-mechanically
Ward Equipments | Patient's Medicine Cupbard (ABS) |  | 1 | Available in 1 model option. | Overall size : 450L x 450W x 760H mm ¦ One drawer ¦ One towel rail | BSL- 1ABS | 5 | /products/ward-equipments/patient-s-medicine-cupbard-abs
Ward Equipments | Patient's Medicine Cupbard (STD) |  | 1 | Available in 1 model option. | Overall size: 400L x 400W x 810H mm ¦ Jointless S.S. top with three sides raise edges ¦ one box with foor made of M.S. sheet | BSL-1ST | 6 | /products/ward-equipments/patient-s-medicine-cupbard-std
Ward Equipments | Patient's Medicine Cupboard (DLX) |  | 1 | Available in 1 model option. | Description ¦ Overall size: 400L x 400W x 810h mm ¦ CRCA sheet constructions having one box and one drawer | BSL-1D | 4 | /products/ward-equipments/patient-s-medicine-cupboard-dlx
Ward Equipments | Patient's Revolving Stool S.S Top |  | 1 | Available in 1 model option. | Four leg base fitted with PVC stumps ¦ Height adjustment by machine screw from 18" x 27" ¦ Rest ring support made up of M.S tube | PRS-1MS | 2 | /products/ward-equipments/patient-s-revolving-stool-s-s-top
Ward Equipments | Patient's Revolvingg Stool S.S. Top |  | 2 | Available in 2 model options. | Available in 2 model options. | IW-1D ¦ PRS-1SS | 8 | /products/ward-equipments/patient-s-revolvingg-stool-s-s-top
Ward Equipments | Patient's Stool(Fix) |  | 1 | Available in 1 model option. | Approx. size: 12"x 12"x 20"H ¦ Top made up of CRCA sheet double bent ¦ Legs made up of 25 mm x 18 G and horizontal support of 19 mm x 18 G CRCA tube fitted with PVC stumps | PSF-1 | 6 | /products/ward-equipments/patient-s-stool-fix
Ward Equipments | Phototherapy Unit (Single Surface) |  | 1 | Available in 1 model option. | The single surface CFL phototherapy units is a combination of the CFL (Free Standing model) ¦ The CFL with phototherapy lamp sources placed on the upper surface ¦ Height adjustable facility | PU-1 | 5 | /products/ward-equipments/phototherapy-unit-single-surface
Ward Equipments | Phototherapy Unit With Baby Bassinet (Double Surface) |  | 1 | Available in 1 model option. | The double surface fluorescent phototherapy units is a combination of the fluorescent (Free Standing model) and fluorescent (Under Surface) phototherapy units ¦ The fluorescent with phototherapy lamp sources placed both on the upper surface and under surface of the baby bed, help to treat patients requiring more surface area exposure to phototherapy treatment ¦ Choice to use single light source, either upper or under surface, when patient condition improves | PUDS-1 | 4 | /products/ward-equipments/phototherapy-unit-with-baby-bassinet-double-surface
Ward Equipments | Solid Linen Trolley with Canvas Bag |  | 1 | Available in 1 model option. | Frame work made up of CRC tube mounted on 1O cms castors ¦ Superior quality canvas bag ¦ Finish: Pre-treated and Epoxy Powder Coated | LT-1 | 6 | /products/ward-equipments/solid-linen-trolley-with-canvas-bag
Ward Equipments | Trolley For Oxygen Cylinder |  | 1 | Available in 1 model option. | Frame work made up of CRC tube mounted on 1O cms/15cms castors ¦ Finish: Epoxy Powder Coated ¦ (A) For D type cylinder | OCT-1S & OCT-1L | 4 | /products/ward-equipments/trolley-for-oxygen-cylinder
Ward Equipments | Utility Trolley Two Shelves |  | 1 | Available in 1 model option. | M.S. Frame work ¦ S.S. Shelves ¦ One M.S. Drawer | UT-2S | 6 | /products/ward-equipments/utility-trolley-two-shelves
Ward Equipments | Wash Basin Stand (Double) |  | 1 | Available in 1 model option. | Five Legs base mounted on 5 cms dia castors ¦ With two S.S. basin approx. 35 cms ¦ Vertical S.S. tube made of 25mm x 18G | WBS-1D | 5 | /products/ward-equipments/wash-basin-stand-double
Ward Equipments | Wash Basin Stand (Single) |  | 1 | Available in 1 model option. | Five Legs base mounted on 5 cms dia castors ¦ With one S.S. Basin approx. 35 cms ¦ Vertical S.S. tube made of 25mm x 18G | WBS-1S | 4 | /products/ward-equipments/wash-basin-stand-single
Ward Equipments | Waste Bin (Paddle Type) |  | 7 | Available in 7 model options. | Available in 7 model options. | DBF-12 ¦ DBF-20 ¦ DBF-35 ¦ DBF-5 ¦ DBF-7 ¦ OCT-1L ¦ OCT-1S | 5 | /products/ward-equipments/waste-bin-paddle-type
X-Ray Illuminators | X- Ray Viewer Double Film |  | 1 | Available in 1 model option. | Long life approximate LED's life 50,000 hrs ¦ Uniform light at the total surface area ¦ No heat emission | XVB-002 | 2 | /products/x-ray-illuminators/x-ray-viewer-double-film
X-Ray Illuminators | X- Ray Viewer Four Film Compact, Solid with Backlight of LED's Based Panel | X-Ray Illuminators | 1 | Available in 1 model option. | Long life approximate LED's life 50,000 hrs ¦ Uniform light at the total surface area ¦ No heat emission | XV-004 | 1 | /products/x-ray-illuminators/x-ray-viewer-four-film-compact-solid-with-backlight-of-led-s-based-panel
X-Ray Illuminators | X- Ray Viewer Single Film Compact, Solid with Backlight of LED's Based Panel |  | 1 | Available in 1 model option. | Long life approximate LED's life 50,000 hrs ¦ Uniform light at the total surface area ¦ No heat emission | XVB-001 | 3 | /products/x-ray-illuminators/x-ray-viewer-single-film-compact-solid-with-backlight-of-led-s-based-panel
X-Ray Illuminators | X- Ray Viewer Three Film |  | 1 | Available in 1 model option. | Long life approximate LED's life 50,000 hrs ¦ Uniform light at the total surface area ¦ No heat emission | XVB-003 | 2 | /products/x-ray-illuminators/x-ray-viewer-three-film
X-Ray Illuminators | X-Ray Illuminators |  | 3 | Available in 3 model options. | Available in 3 model options. | XVB-004 ¦ XVBS-01 ¦ XVBS-02 | 2 | /products/x-ray-illuminators/x-ray-illuminators

## Models
Model Matrix
Model-level specification export for catalogue comparison, lead qualification, and product understanding without public pricing.
Category | Product Family | Model | Key Specifications | Supporting Notes | Image Count | Website Path
Autoclaves | Autoclave Aluminium 'P' Type | AAP-10E | Capacity: 10 Litres ¦ Size: 9"x10" [225x250 mm] ¦ Variants: Electrical ¦ size in inches mm: 9"x10" [225x250 mm] | Autoclave Seamless construction ensures bacteria free environment. The unit is made of Aluminium mirror finish.Equipped with Pressure Gauge, Safety Valve, Double Safety Valve, Steam Release Valve, Vacuum Release Valve, Rubber Gasket, Inner Container, Inner Tripod Stand and Mild Steel Stand for autoclave. ¦ Autoclave Portable Aluminium Pressure Cooker Type | 0 | /products/autoclaves/autoclave-aluminium-p-type
Autoclaves | Autoclave Aluminium 'P' Type | AAP-10NE | Capacity: 10 Litres ¦ Size: 9"x10" [225x250 mm] ¦ Variants: Non-Electrical ¦ size in inches mm: 9"x10" [225x250 mm] | Autoclave Seamless construction ensures bacteria free environment. The unit is made of Aluminium mirror finish.Equipped with Pressure Gauge, Safety Valve, Double Safety Valve, Steam Release Valve, Vacuum Release Valve, Rubber Gasket, Inner Container, Inner Tripod Stand and Mild Steel Stand for autoclave. ¦ Autoclave Portable Aluminium Pressure Cooker Type | 0 | /products/autoclaves/autoclave-aluminium-p-type
Autoclaves | Autoclave Aluminium 'P' Type | AAP-110E | Capacity: 110 Litres ¦ Size: 203/4"x20"[520x500 mm] ¦ Variants: Electrical ¦ size in inches mm: 203/4"x20"[520x500 mm] | Autoclave Seamless construction ensures bacteria free environment. The unit is made of Aluminium mirror finish.Equipped with Pressure Gauge, Safety Valve, Double Safety Valve, Steam Release Valve, Vacuum Release Valve, Rubber Gasket, Inner Container, Inner Tripod Stand and Mild Steel Stand for autoclave. ¦ Autoclave Portable Aluminium Pressure Cooker Type | 0 | /products/autoclaves/autoclave-aluminium-p-type
Autoclaves | Autoclave Aluminium 'P' Type | AAP-110NE | Capacity: 110 Litres ¦ Size: 203/4"x20"[520x500 mm] ¦ Variants: Non-Electrical ¦ size in inches mm: 203/4"x20"[520x500 mm] | Autoclave Seamless construction ensures bacteria free environment. The unit is made of Aluminium mirror finish.Equipped with Pressure Gauge, Safety Valve, Double Safety Valve, Steam Release Valve, Vacuum Release Valve, Rubber Gasket, Inner Container, Inner Tripod Stand and Mild Steel Stand for autoclave. ¦ Autoclave Portable Aluminium Pressure Cooker Type | 0 | /products/autoclaves/autoclave-aluminium-p-type
Autoclaves | Autoclave Aluminium 'P' Type | AAP-12E | Capacity: 12 Litres ¦ Size: 9"x11" [225x275 mm] ¦ Variants: Electrical ¦ size in inches mm: 9"x11" [225x275 mm] | Autoclave Seamless construction ensures bacteria free environment. The unit is made of Aluminium mirror finish.Equipped with Pressure Gauge, Safety Valve, Double Safety Valve, Steam Release Valve, Vacuum Release Valve, Rubber Gasket, Inner Container, Inner Tripod Stand and Mild Steel Stand for autoclave. ¦ Autoclave Portable Aluminium Pressure Cooker Type | 0 | /products/autoclaves/autoclave-aluminium-p-type
Autoclaves | Autoclave Aluminium 'P' Type | AAP-12NE | Capacity: 12 Litres ¦ Size: 9"x11" [225x275 mm] ¦ Variants: Non-Electrical ¦ size in inches mm: 9"x11" [225x275 mm] | Autoclave Seamless construction ensures bacteria free environment. The unit is made of Aluminium mirror finish.Equipped with Pressure Gauge, Safety Valve, Double Safety Valve, Steam Release Valve, Vacuum Release Valve, Rubber Gasket, Inner Container, Inner Tripod Stand and Mild Steel Stand for autoclave. ¦ Autoclave Portable Aluminium Pressure Cooker Type | 1 | /products/autoclaves/autoclave-aluminium-p-type
Autoclaves | Autoclave Aluminium 'P' Type | AAP-15E | Capacity: 15 Litres ¦ Size: 91/4x12" [240x300 mm] ¦ Variants: Electrical ¦ size in inches mm: 91/4x12" [240x300 mm] | Autoclave Seamless construction ensures bacteria free environment. The unit is made of Aluminium mirror finish.Equipped with Pressure Gauge, Safety Valve, Double Safety Valve, Steam Release Valve, Vacuum Release Valve, Rubber Gasket, Inner Container, Inner Tripod Stand and Mild Steel Stand for autoclave. ¦ Autoclave Portable Aluminium Pressure Cooker Type | 0 | /products/autoclaves/autoclave-aluminium-p-type
Autoclaves | Autoclave Aluminium 'P' Type | AAP-15NE | Capacity: 15 Litres ¦ Size: 91/4x12" [240x300 mm] ¦ Variants: Non-Electrical ¦ size in inches mm: 91/4x12" [240x300 mm] | Autoclave Seamless construction ensures bacteria free environment. The unit is made of Aluminium mirror finish.Equipped with Pressure Gauge, Safety Valve, Double Safety Valve, Steam Release Valve, Vacuum Release Valve, Rubber Gasket, Inner Container, Inner Tripod Stand and Mild Steel Stand for autoclave. ¦ Autoclave Portable Aluminium Pressure Cooker Type | 0 | /products/autoclaves/autoclave-aluminium-p-type
Autoclaves | Autoclave Aluminium 'P' Type | AAP-21E | Capacity: 21 Litres ¦ Size: 12"x12"[300x300mm] ¦ Variants: Electrical ¦ size in inches mm: 12"x12"[300x300mm] | Autoclave Seamless construction ensures bacteria free environment. The unit is made of Aluminium mirror finish.Equipped with Pressure Gauge, Safety Valve, Double Safety Valve, Steam Release Valve, Vacuum Release Valve, Rubber Gasket, Inner Container, Inner Tripod Stand and Mild Steel Stand for autoclave. ¦ Autoclave Portable Aluminium Pressure Cooker Type | 0 | /products/autoclaves/autoclave-aluminium-p-type
Autoclaves | Autoclave Aluminium 'P' Type | AAP-21NE | Capacity: 21 Litres ¦ Size: 12"x12"[300x300mm] ¦ Variants: Non-Electrical ¦ size in inches mm: 12"x12"[300x300mm] | Autoclave Seamless construction ensures bacteria free environment. The unit is made of Aluminium mirror finish.Equipped with Pressure Gauge, Safety Valve, Double Safety Valve, Steam Release Valve, Vacuum Release Valve, Rubber Gasket, Inner Container, Inner Tripod Stand and Mild Steel Stand for autoclave. ¦ Autoclave Portable Aluminium Pressure Cooker Type | 0 | /products/autoclaves/autoclave-aluminium-p-type
Autoclaves | Autoclave Aluminium 'P' Type | AAP-25E | Capacity: 25 Litres ¦ Size: 12"x14" [300 x 350 mm] ¦ Variants: Electrical ¦ size in inches mm: 12"x14" [300 x 350 mm] | Autoclave Seamless construction ensures bacteria free environment. The unit is made of Aluminium mirror finish.Equipped with Pressure Gauge, Safety Valve, Double Safety Valve, Steam Release Valve, Vacuum Release Valve, Rubber Gasket, Inner Container, Inner Tripod Stand and Mild Steel Stand for autoclave. ¦ Autoclave Portable Aluminium Pressure Cooker Type | 0 | /products/autoclaves/autoclave-aluminium-p-type
Autoclaves | Autoclave Aluminium 'P' Type | AAP-25NE | Capacity: 25 Litres ¦ Size: 12"x14" [300 x 350 mm] ¦ Variants: Non-Electrical ¦ size in inches mm: 12"x14" [300 x 350 mm] | Autoclave Seamless construction ensures bacteria free environment. The unit is made of Aluminium mirror finish.Equipped with Pressure Gauge, Safety Valve, Double Safety Valve, Steam Release Valve, Vacuum Release Valve, Rubber Gasket, Inner Container, Inner Tripod Stand and Mild Steel Stand for autoclave. ¦ Autoclave Portable Aluminium Pressure Cooker Type | 0 | /products/autoclaves/autoclave-aluminium-p-type
Autoclaves | Autoclave Aluminium 'P' Type | AAP-30E | Capacity: 30 Litres ¦ Size: 12"x16" [300x400 mm] ¦ Variants: Electrical ¦ size in inches mm: 12"x16" [300x400 mm] | Autoclave Seamless construction ensures bacteria free environment. The unit is made of Aluminium mirror finish.Equipped with Pressure Gauge, Safety Valve, Double Safety Valve, Steam Release Valve, Vacuum Release Valve, Rubber Gasket, Inner Container, Inner Tripod Stand and Mild Steel Stand for autoclave. ¦ Autoclave Portable Aluminium Pressure Cooker Type | 0 | /products/autoclaves/autoclave-aluminium-p-type
Autoclaves | Autoclave Aluminium 'P' Type | AAP-30NE | Capacity: 30 Litres ¦ Size: 12"x16" [300x400 mm] ¦ Variants: Non-Electrical ¦ size in inches mm: 12"x16" [300x400 mm] | Autoclave Seamless construction ensures bacteria free environment. The unit is made of Aluminium mirror finish.Equipped with Pressure Gauge, Safety Valve, Double Safety Valve, Steam Release Valve, Vacuum Release Valve, Rubber Gasket, Inner Container, Inner Tripod Stand and Mild Steel Stand for autoclave. ¦ Autoclave Portable Aluminium Pressure Cooker Type | 0 | /products/autoclaves/autoclave-aluminium-p-type
Autoclaves | Autoclave Aluminium 'P' Type | AAP-39E | Capacity: 37 Litres ¦ Size: 14"x15" [350x380 mm] ¦ Variants: Electrical ¦ capacity: 39 Litres ¦ size in inches mm: 14"x15" [350x380 mm] | Autoclave Seamless construction ensures bacteria free environment. The unit is made of Aluminium mirror finish.Equipped with Pressure Gauge, Safety Valve, Double Safety Valve, Steam Release Valve, Vacuum Release Valve, Rubber Gasket, Inner Container, Inner Tripod Stand and Mild Steel Stand for autoclave. ¦ Autoclave Portable Aluminium Pressure Cooker Type | 0 | /products/autoclaves/autoclave-aluminium-p-type
Autoclaves | Autoclave Aluminium 'P' Type | AAP-39NE | Capacity: 37Litres ¦ Size: 14"x15" [350x380 mm] ¦ Variants: Non-Electrical ¦ capacity: 39 Litres ¦ size in inches mm: 14"x15" [350x380 mm] | Autoclave Seamless construction ensures bacteria free environment. The unit is made of Aluminium mirror finish.Equipped with Pressure Gauge, Safety Valve, Double Safety Valve, Steam Release Valve, Vacuum Release Valve, Rubber Gasket, Inner Container, Inner Tripod Stand and Mild Steel Stand for autoclave. ¦ Autoclave Portable Aluminium Pressure Cooker Type | 0 | /products/autoclaves/autoclave-aluminium-p-type
Autoclaves | Autoclave Aluminium 'P' Type | AAP-40E | Capacity: 40 Litres ¦ Size: 12"x22" [300x550 mm] ¦ Variants: Electrical ¦ size in inches mm: 12"x22" [300x550 mm] | Autoclave Seamless construction ensures bacteria free environment. The unit is made of Aluminium mirror finish.Equipped with Pressure Gauge, Safety Valve, Double Safety Valve, Steam Release Valve, Vacuum Release Valve, Rubber Gasket, Inner Container, Inner Tripod Stand and Mild Steel Stand for autoclave. ¦ Autoclave Portable Aluminium Pressure Cooker Type | 0 | /products/autoclaves/autoclave-aluminium-p-type
Autoclaves | Autoclave Aluminium 'P' Type | AAP-40NE | Capacity: 40 Litres ¦ Size: 12"x22" [300x550 mm] ¦ Variants: Non-Electrical ¦ size in inches mm: 12"x22" [300x550 mm] | Autoclave Seamless construction ensures bacteria free environment. The unit is made of Aluminium mirror finish.Equipped with Pressure Gauge, Safety Valve, Double Safety Valve, Steam Release Valve, Vacuum Release Valve, Rubber Gasket, Inner Container, Inner Tripod Stand and Mild Steel Stand for autoclave. ¦ Autoclave Portable Aluminium Pressure Cooker Type | 0 | /products/autoclaves/autoclave-aluminium-p-type
Autoclaves | Autoclave Aluminium 'P' Type | AAP-43E | Capacity: 43 Litres ¦ Size: 14"x17" [350x430 mm] ¦ Variants: Electrical ¦ size in inches mm: 14"x17" [350x430 mm] | Autoclave Seamless construction ensures bacteria free environment. The unit is made of Aluminium mirror finish.Equipped with Pressure Gauge, Safety Valve, Double Safety Valve, Steam Release Valve, Vacuum Release Valve, Rubber Gasket, Inner Container, Inner Tripod Stand and Mild Steel Stand for autoclave. ¦ Autoclave Portable Aluminium Pressure Cooker Type | 0 | /products/autoclaves/autoclave-aluminium-p-type
Autoclaves | Autoclave Aluminium 'P' Type | AAP-43NE | Capacity: 43 Litres ¦ Size: 14"x17" [350x430 mm] ¦ Variants: Non-Electrical ¦ size in inches mm: 14"x17" [350x430 mm] | Autoclave Seamless construction ensures bacteria free environment. The unit is made of Aluminium mirror finish.Equipped with Pressure Gauge, Safety Valve, Double Safety Valve, Steam Release Valve, Vacuum Release Valve, Rubber Gasket, Inner Container, Inner Tripod Stand and Mild Steel Stand for autoclave. ¦ Autoclave Portable Aluminium Pressure Cooker Type | 0 | /products/autoclaves/autoclave-aluminium-p-type
Autoclaves | Autoclave Aluminium 'P' Type | AAP-45E | Capacity: 45 Litres ¦ Size: 12"x24" [300x550 mm] ¦ Variants: Electrical ¦ size in inches mm: 12"x24" [300x550 mm] | Autoclave Seamless construction ensures bacteria free environment. The unit is made of Aluminium mirror finish.Equipped with Pressure Gauge, Safety Valve, Double Safety Valve, Steam Release Valve, Vacuum Release Valve, Rubber Gasket, Inner Container, Inner Tripod Stand and Mild Steel Stand for autoclave. ¦ Autoclave Portable Aluminium Pressure Cooker Type | 0 | /products/autoclaves/autoclave-aluminium-p-type
Autoclaves | Autoclave Aluminium 'P' Type | AAP-45NE | Capacity: 45 Litres ¦ Size: 12"x24" [300x550 mm] ¦ Variants: Non-Electrical ¦ size in inches mm: 12"x24" [300x550 mm] | Autoclave Seamless construction ensures bacteria free environment. The unit is made of Aluminium mirror finish.Equipped with Pressure Gauge, Safety Valve, Double Safety Valve, Steam Release Valve, Vacuum Release Valve, Rubber Gasket, Inner Container, Inner Tripod Stand and Mild Steel Stand for autoclave. ¦ Autoclave Portable Aluminium Pressure Cooker Type | 1 | /products/autoclaves/autoclave-aluminium-p-type
Autoclaves | Autoclave Aluminium 'P' Type | AAP-50E | Capacity: 50 Litres ¦ Size: 12"x28" [300x710 mm] ¦ Variants: Electrical ¦ size in inches mm: 12"x28" [300x710 mm] | Autoclave Seamless construction ensures bacteria free environment. The unit is made of Aluminium mirror finish.Equipped with Pressure Gauge, Safety Valve, Double Safety Valve, Steam Release Valve, Vacuum Release Valve, Rubber Gasket, Inner Container, Inner Tripod Stand and Mild Steel Stand for autoclave. ¦ Autoclave Portable Aluminium Pressure Cooker Type | 0 | /products/autoclaves/autoclave-aluminium-p-type
Autoclaves | Autoclave Aluminium 'P' Type | AAP-50NE | Capacity: 50 Litres ¦ Size: 12"x28" [300x710 mm] ¦ Variants: Non-Electrical ¦ size in inches mm: 12"x28" [300x710 mm] | Autoclave Seamless construction ensures bacteria free environment. The unit is made of Aluminium mirror finish.Equipped with Pressure Gauge, Safety Valve, Double Safety Valve, Steam Release Valve, Vacuum Release Valve, Rubber Gasket, Inner Container, Inner Tripod Stand and Mild Steel Stand for autoclave. ¦ Autoclave Portable Aluminium Pressure Cooker Type | 0 | /products/autoclaves/autoclave-aluminium-p-type
Autoclaves | Autoclave Aluminium 'P' Type | AAP-52E | Capacity: 52 Litres ¦ Size: 14"x22" [350x550 mm] ¦ Variants: Electrical ¦ size in inches mm: 14"x22" [350x550 mm] | Autoclave Seamless construction ensures bacteria free environment. The unit is made of Aluminium mirror finish.Equipped with Pressure Gauge, Safety Valve, Double Safety Valve, Steam Release Valve, Vacuum Release Valve, Rubber Gasket, Inner Container, Inner Tripod Stand and Mild Steel Stand for autoclave. ¦ Autoclave Portable Aluminium Pressure Cooker Type | 0 | /products/autoclaves/autoclave-aluminium-p-type
Autoclaves | Autoclave Aluminium 'P' Type | AAP-52NE | Capacity: 52 Litres ¦ Size: 14"x22" [350x550 mm] ¦ Variants: Non-Electrical ¦ size in inches mm: 14"x22" [350x550 mm] | Autoclave Seamless construction ensures bacteria free environment. The unit is made of Aluminium mirror finish.Equipped with Pressure Gauge, Safety Valve, Double Safety Valve, Steam Release Valve, Vacuum Release Valve, Rubber Gasket, Inner Container, Inner Tripod Stand and Mild Steel Stand for autoclave. ¦ Autoclave Portable Aluminium Pressure Cooker Type | 0 | /products/autoclaves/autoclave-aluminium-p-type
Autoclaves | Autoclave Aluminium 'P' Type | AAP-55E | Capacity: 55 Litres ¦ Size: 18"x14" [450x350 mm] ¦ Variants: Electrical ¦ size in inches mm: 18"x14" [450x350 mm] | Autoclave Seamless construction ensures bacteria free environment. The unit is made of Aluminium mirror finish.Equipped with Pressure Gauge, Safety Valve, Double Safety Valve, Steam Release Valve, Vacuum Release Valve, Rubber Gasket, Inner Container, Inner Tripod Stand and Mild Steel Stand for autoclave. ¦ Autoclave Portable Aluminium Pressure Cooker Type | 0 | /products/autoclaves/autoclave-aluminium-p-type
Autoclaves | Autoclave Aluminium 'P' Type | AAP-55NE | Capacity: 55 Litres ¦ Size: 18"x14" [450x350 mm] ¦ Variants: Non-Electrical ¦ size in inches mm: 18"x14" [450x350 mm] | Autoclave Seamless construction ensures bacteria free environment. The unit is made of Aluminium mirror finish.Equipped with Pressure Gauge, Safety Valve, Double Safety Valve, Steam Release Valve, Vacuum Release Valve, Rubber Gasket, Inner Container, Inner Tripod Stand and Mild Steel Stand for autoclave. ¦ Autoclave Portable Aluminium Pressure Cooker Type | 0 | /products/autoclaves/autoclave-aluminium-p-type
Autoclaves | Autoclave Aluminium 'P' Type | AAP-63E | Capacity: 63 Litres ¦ Size: 18"x16" [450x400 mm] ¦ Variants: Electrical ¦ size in inches mm: 18"x16" [450x400 mm] | Autoclave Seamless construction ensures bacteria free environment. The unit is made of Aluminium mirror finish.Equipped with Pressure Gauge, Safety Valve, Double Safety Valve, Steam Release Valve, Vacuum Release Valve, Rubber Gasket, Inner Container, Inner Tripod Stand and Mild Steel Stand for autoclave. ¦ Autoclave Portable Aluminium Pressure Cooker Type | 0 | /products/autoclaves/autoclave-aluminium-p-type
Autoclaves | Autoclave Aluminium 'P' Type | AAP-63NE | Capacity: 63 Litres ¦ Size: 18"x16" [450x400 mm] ¦ Variants: Non-Electrical ¦ size in inches mm: 18"x16" [450x400 mm] | Autoclave Seamless construction ensures bacteria free environment. The unit is made of Aluminium mirror finish.Equipped with Pressure Gauge, Safety Valve, Double Safety Valve, Steam Release Valve, Vacuum Release Valve, Rubber Gasket, Inner Container, Inner Tripod Stand and Mild Steel Stand for autoclave. ¦ Autoclave Portable Aluminium Pressure Cooker Type | 0 | /products/autoclaves/autoclave-aluminium-p-type
Autoclaves | Autoclave Aluminium 'P' Type | AAP-6NE | Capacity: 6 Litres ¦ Size: 9"x6" [225x160 mm] ¦ Variants: Non-Electrical ¦ 1: 3 ¦ size in inches mm: 9"x6" [225x160 mm] | Autoclave Seamless construction ensures bacteria free environment. The unit is made of Aluminium mirror finish.Equipped with Pressure Gauge, Safety Valve, Double Safety Valve, Steam Release Valve, Vacuum Release Valve, Rubber Gasket, Inner Container, Inner Tripod Stand and Mild Steel Stand for autoclave. ¦ Autoclave Portable Aluminium Pressure Cooker Type | 0 | /products/autoclaves/autoclave-aluminium-p-type
Autoclaves | Autoclave Aluminium 'P' Type | AAP-7 NE | Capacity: 7.5 Litres ¦ Size: 9"x71/2" [225x190 mm] ¦ Variants: Non-Electrical ¦ size in inches mm: 9"x71/2" [225x190 mm] | Autoclave Seamless construction ensures bacteria free environment. The unit is made of Aluminium mirror finish.Equipped with Pressure Gauge, Safety Valve, Double Safety Valve, Steam Release Valve, Vacuum Release Valve, Rubber Gasket, Inner Container, Inner Tripod Stand and Mild Steel Stand for autoclave. ¦ Autoclave Portable Aluminium Pressure Cooker Type | 0 | /products/autoclaves/autoclave-aluminium-p-type
Autoclaves | Autoclave Aluminium 'P' Type | AAP-75E | Capacity: 75 Litres ¦ Size: 18"x18" [450x450 mm] ¦ Variants: Electrical ¦ size in inches mm: 18"x18" [450x450 mm] | Autoclave Seamless construction ensures bacteria free environment. The unit is made of Aluminium mirror finish.Equipped with Pressure Gauge, Safety Valve, Double Safety Valve, Steam Release Valve, Vacuum Release Valve, Rubber Gasket, Inner Container, Inner Tripod Stand and Mild Steel Stand for autoclave. ¦ Autoclave Portable Aluminium Pressure Cooker Type | 0 | /products/autoclaves/autoclave-aluminium-p-type
Autoclaves | Autoclave Aluminium 'P' Type | AAP-75NE | Capacity: 75 Litres ¦ Size: 18"x18" [450x450 mm] ¦ Variants: Non-Electrical ¦ size in inches mm: 18"x18" [450x450 mm] | Autoclave Seamless construction ensures bacteria free environment. The unit is made of Aluminium mirror finish.Equipped with Pressure Gauge, Safety Valve, Double Safety Valve, Steam Release Valve, Vacuum Release Valve, Rubber Gasket, Inner Container, Inner Tripod Stand and Mild Steel Stand for autoclave. ¦ Autoclave Portable Aluminium Pressure Cooker Type | 0 | /products/autoclaves/autoclave-aluminium-p-type
Autoclaves | Autoclave Aluminium 'P' Type | AAP-90E | Capacity: 90 Litres ¦ Size: 18"x211/2" [450x540 mm] ¦ Variants: Electrical ¦ size in inches mm: 18"x211/2" [450x540 mm] | Autoclave Seamless construction ensures bacteria free environment. The unit is made of Aluminium mirror finish.Equipped with Pressure Gauge, Safety Valve, Double Safety Valve, Steam Release Valve, Vacuum Release Valve, Rubber Gasket, Inner Container, Inner Tripod Stand and Mild Steel Stand for autoclave. ¦ Autoclave Portable Aluminium Pressure Cooker Type | 0 | /products/autoclaves/autoclave-aluminium-p-type
Autoclaves | Autoclave Aluminium 'P' Type | AAP-90NE | Capacity: 90 Litres ¦ Size: 18"x211/2" [450x540 mm] ¦ Variants: Non-Electrical ¦ size in inches mm: 18"x211/2" [450x540 mm] | Autoclave Seamless construction ensures bacteria free environment. The unit is made of Aluminium mirror finish.Equipped with Pressure Gauge, Safety Valve, Double Safety Valve, Steam Release Valve, Vacuum Release Valve, Rubber Gasket, Inner Container, Inner Tripod Stand and Mild Steel Stand for autoclave. ¦ Autoclave Portable Aluminium Pressure Cooker Type | 0 | /products/autoclaves/autoclave-aluminium-p-type
Autoclaves | Autoclave Aluminium 'P' Type | AAP-9E | Capacity: 9 Litres ¦ Size: 9"x9" [225x225 mm] ¦ Variants: Electrical ¦ size in inches mm: 9"x9" [225x225 mm] | Autoclave Seamless construction ensures bacteria free environment. The unit is made of Aluminium mirror finish.Equipped with Pressure Gauge, Safety Valve, Double Safety Valve, Steam Release Valve, Vacuum Release Valve, Rubber Gasket, Inner Container, Inner Tripod Stand and Mild Steel Stand for autoclave. ¦ Autoclave Portable Aluminium Pressure Cooker Type | 0 | /products/autoclaves/autoclave-aluminium-p-type
Autoclaves | Autoclave Aluminium 'P' Type | AAP-9NE | Capacity: 9 Litres ¦ Size: 9"x9" [225x225 mm] ¦ Variants: Non-Electrical ¦ size in inches mm: 9"x9" [225x225 mm] | Autoclave Seamless construction ensures bacteria free environment. The unit is made of Aluminium mirror finish.Equipped with Pressure Gauge, Safety Valve, Double Safety Valve, Steam Release Valve, Vacuum Release Valve, Rubber Gasket, Inner Container, Inner Tripod Stand and Mild Steel Stand for autoclave. ¦ Autoclave Portable Aluminium Pressure Cooker Type | 0 | /products/autoclaves/autoclave-aluminium-p-type
Autoclaves | Autoclave Aluminium 'P' Type With Digital Controller | AAPDC-110 | Capacity: 110 Litres ¦ Size: 20 3/4" X 20" [ 520 X 500 MM] ¦ Variants: Electrical ¦ size in inches mm: 20 3/4" X 20" [ 520 X 500 MM] | Autoclave Seamless construction ensures bacteria free environment. The unit is made of Aluminium mirror finish.Equipped with Pressure Gauge, Safety Valve, Double Safety Valve, Steam Release Valve, Vacuum Release Valve, Rubber Gasket, Inner Container, Inner Tripod Stand and Mild Steel Stand for autoclave. Also Equipped with Low Water Level Cut off Device, Digital Temperature Controller With Digital Timer and Alarm at end of cycle. ¦ Autoclave Portable Aluminium Pressure Cooker Type with Digital controller | 0 | /products/autoclaves/autoclave-aluminium-p-type-with-digital-controller
Autoclaves | Autoclave Aluminium 'P' Type With Digital Controller | AAPDC-21 | Capacity: 21 Litres ¦ Size: 12"x12" [300x300 mm] ¦ Variants: Electrical |  | 1 | /products/autoclaves/autoclave-aluminium-p-type-with-digital-controller
Autoclaves | Autoclave Aluminium 'P' Type With Digital Controller | AAPDC-25 | Capacity: 25 Litres ¦ Size: 12"x14" [300x350 mm] ¦ Variants: Electrical |  | 0 | /products/autoclaves/autoclave-aluminium-p-type-with-digital-controller
Autoclaves | Autoclave Aluminium 'P' Type With Digital Controller | AAPDC-40 | Capacity: 40 Litres ¦ Size: 12"x22" [300x550 mm] ¦ Variants: Electrical |  | 0 | /products/autoclaves/autoclave-aluminium-p-type-with-digital-controller
Autoclaves | Autoclave Aluminium 'P' Type With Digital Controller | AAPDC-75 | Capacity: 75 Litres ¦ Size: 18" X18" [450 X450 MM] ¦ Variants: Electrical ¦ 1: 5 ¦ size in inches mm: 18" X18" [450 X450 MM] | Autoclave Seamless construction ensures bacteria free environment. The unit is made of Aluminium mirror finish.Equipped with Pressure Gauge, Safety Valve, Double Safety Valve, Steam Release Valve, Vacuum Release Valve, Rubber Gasket, Inner Container, Inner Tripod Stand and Mild Steel Stand for autoclave. Also Equipped with Low Water Level Cut off Device, Digital Temperature Controller With Digital Timer and Alarm at end of cycle. ¦ Autoclave Portable Aluminium Pressure Cooker Type with Digital controller | 0 | /products/autoclaves/autoclave-aluminium-p-type-with-digital-controller
Autoclaves | Autoclave Aluminium 'P' Type With Digital Controller | AAPDC-90 | Capacity: 90 Litres ¦ Size: 18" X 21 1/2" [ 450 X 540 MM] ¦ Variants: Electrical ¦ size in inches mm: 18" X 21 1/2" [ 450 X 540 MM] | Autoclave Seamless construction ensures bacteria free environment. The unit is made of Aluminium mirror finish.Equipped with Pressure Gauge, Safety Valve, Double Safety Valve, Steam Release Valve, Vacuum Release Valve, Rubber Gasket, Inner Container, Inner Tripod Stand and Mild Steel Stand for autoclave. Also Equipped with Low Water Level Cut off Device, Digital Temperature Controller With Digital Timer and Alarm at end of cycle. ¦ Autoclave Portable Aluminium Pressure Cooker Type with Digital controller | 0 | /products/autoclaves/autoclave-aluminium-p-type-with-digital-controller
Autoclaves | Autoclave Double Wall Horizontal | AHDC-120 | Capacity: 120 Litres ¦ Size: 16"x36" ¦ Variants: Electrical ¦ size in inches mm: 16"x36" ¦ detailed description: Double Walled Inner Chamber,Lid,Ring,outer Wall,boiler are made of S.S 304 Grade material . Radial type Locking . Autoclave is mounted on tubular Stainless Steel frame with ground leveling screwed flages. Boiler is made of 304 S.S. Equiped with The Pressure Control Device , Digital Timer, Digital Temperature, Low Water Cut Off Device and Buzzer on completion of cycle is incorporated. Operating Temp & Pressure: Sterilizing Temp: 120° to 131° C , Sterilizing Pressure: 1.2 to 1.5 Kg/cm2 [15 PSI to 20 PSI] | The sterilizer is based on the principle that microbiological action of saturated steam at elevated temperature is rapid and through. All models work on principle of downward displacement of air which is most economical method of obtainig sterilization. ¦ Cylindrical Horizontal Autoclave Double Wall | 0 | /products/autoclaves/autoclave-double-wall-horizontal
Autoclaves | Autoclave Double Wall Horizontal | AHDC-150 | Capacity: 150 Litres ¦ Size: 16"x48" ¦ Variants: Electrical ¦ size in inches mm: 16"x48" ¦ detailed description: Double Walled Inner Chamber,Lid,Ring,outer Wall,boiler are made of S.S 304 Grade material . Radial type Locking . Autoclave is mounted on tubular Stainless Steel frame with ground leveling screwed flages. Boiler is made of 304 S.S. Equiped with The Pressure Control Device , Digital Timer, Digital Temperature, Low Water Cut Off Device and Buzzer on completion of cycle is incorporated. Operating Temp & Pressure: Sterilizing Temp: 120° to 131° C , Sterilizing Pressure: 1.2 to 1.5 Kg/cm2 [15 PSI to 20 PSI] | The sterilizer is based on the principle that microbiological action of saturated steam at elevated temperature is rapid and through. All models work on principle of downward displacement of air which is most economical method of obtainig sterilization. ¦ Cylindrical Horizontal Autoclave Double Wall | 0 | /products/autoclaves/autoclave-double-wall-horizontal
Autoclaves | Autoclave Double Wall Horizontal | AHDC-185 | Capacity: 185 Litres ¦ Size: 20"x36" ¦ Variants: Electrical ¦ size in inches mm: 20"x36" ¦ detailed description: Double Walled Inner Chamber,Lid,Ring,outer Wall,boiler are made of S.S 304 Grade material . Radial type Locking . Autoclave is mounted on tubular Stainless Steel frame with ground leveling screwed flages. Boiler is made of 304 S.S. Equiped with The Pressure Control Device , Digital Timer, Digital Temperature, Low Water Cut Off Device and Buzzer on completion of cycle is incorporated. Operating Temp & Pressure: Sterilizing Temp: 120° to 131° C , Sterilizing Pressure: 1.2 to 1.5 Kg/cm2 [15 PSI to 20 PSI] | The sterilizer is based on the principle that microbiological action of saturated steam at elevated temperature is rapid and through. All models work on principle of downward displacement of air which is most economical method of obtainig sterilization. ¦ Cylindrical Horizontal Autoclave Double Wall | 0 | /products/autoclaves/autoclave-double-wall-horizontal
Autoclaves | Autoclave Double Wall Horizontal | AHDC-250 | Capacity: 250 Litres ¦ Size: 20"x48" ¦ Variants: Electrical ¦ size in inches mm: 20"x48" ¦ detailed description: Double Walled Inner Chamber,Lid,Ring,outer Wall,boiler are made of S.S 304 Grade material . Radial type Locking . Autoclave is mounted on tubular Stainless Steel frame with ground leveling screwed flages. Boiler is made of 304 S.S. Equiped with The Pressure Control Device , Digital Timer, Digital Temperature, Low Water Cut Off Device and Buzzer on completion of cycle is incorporated. Operating Temp & Pressure: Sterilizing Temp: 120° to 131° C , Sterilizing Pressure: 1.2 to 1.5 Kg/cm2 [15 PSI to 20 PSI] | The sterilizer is based on the principle that microbiological action of saturated steam at elevated temperature is rapid and through. All models work on principle of downward displacement of air which is most economical method of obtainig sterilization. ¦ Cylindrical Horizontal Autoclave Double Wall | 0 | /products/autoclaves/autoclave-double-wall-horizontal
Autoclaves | Autoclave Double Wall Horizontal | AHDC-300 | Capacity: 300 Litres ¦ Size: 22"x48" ¦ Variants: Electrical ¦ size in inches mm: 22"x48" ¦ detailed description: Double Walled Inner Chamber,Lid,Ring,outer Wall,boiler are made of S.S 304 Grade material . Radial type Locking . Autoclave is mounted on tubular Stainless Steel frame with ground leveling screwed flages. Boiler is made of 304 S.S. Equiped with The Pressure Control Device , Digital Timer, Digital Temperature, Low Water Cut Off Device and Buzzer on completion of cycle is incorporated. Operating Temp & Pressure: Sterilizing Temp: 120° to 131° C , Sterilizing Pressure: 1.2 to 1.5 Kg/cm2 [15 PSI to 20 PSI] | The sterilizer is based on the principle that microbiological action of saturated steam at elevated temperature is rapid and through. All models work on principle of downward displacement of air which is most economical method of obtainig sterilization. ¦ Cylindrical Horizontal Autoclave Double Wall | 0 | /products/autoclaves/autoclave-double-wall-horizontal
Autoclaves | Autoclave Double Wall Horizontal | AHDC-40 | Capacity: 40 Litres ¦ Size: 12"x20" ¦ Variants: Electrical ¦ 1: 17 ¦ size in inches mm: 12"x20" ¦ detailed description: Double Walled Inner Chamber,Lid,Ring,outer Wall,boiler are made of S.S 304 Grade material . Radial type Locking . Autoclave is mounted on tubular Stainless Steel frame with ground leveling screwed flages. Boiler is made of 304 S.S. Equiped with The Pressure Control Device , Digital Timer, Digital Temperature, Low Water Cut Off Device and Buzzer on completion of cycle is incorporated. Operating Temp & Pressure: Sterilizing Temp: 120° to 131° C , Sterilizing Pressure: 1.2 to 1.5 Kg/cm2 [15 PSI to 20 PSI] | The sterilizer is based on the principle that microbiological action of saturated steam at elevated temperature is rapid and through. All models work on principle of downward displacement of air which is most economical method of obtainig sterilization. ¦ Cylindrical Horizontal Autoclave Double Wall | 1 | /products/autoclaves/autoclave-double-wall-horizontal
Autoclaves | Autoclave Double Wall Horizontal | AHDC-78 | Capacity: 78 Litres ¦ Size: 16"x24" ¦ Variants: Electrical ¦ size in inches mm: 16"x24" ¦ detailed description: Double Walled Inner Chamber,Lid,Ring,outer Wall,boiler are made of S.S 304 Grade material . Radial type Locking . Autoclave is mounted on tubular Stainless Steel frame with ground leveling screwed flages. Boiler is made of 304 S.S. Equiped with The Pressure Control Device , Digital Timer, Digital Temperature, Low Water Cut Off Device and Buzzer on completion of cycle is incorporated. Operating Temp & Pressure: Sterilizing Temp: 120° to 131° C , Sterilizing Pressure: 1.2 to 1.5 Kg/cm2 [15 PSI to 20 PSI] | The sterilizer is based on the principle that microbiological action of saturated steam at elevated temperature is rapid and through. All models work on principle of downward displacement of air which is most economical method of obtainig sterilization. ¦ Cylindrical Horizontal Autoclave Double Wall | 0 | /products/autoclaves/autoclave-double-wall-horizontal
Autoclaves | Autoclave Fully Automatic with Pre & Post vacuum, LCD touch screen , PLC, HMI, Automatic Exhaust & Printer. | AVTRVS-100 | Capacity: 100 Litres ¦ Size: 18"x24" ¦ Variants: Electrical |  | 0 | /products/autoclaves/autoclave-fully-automatic-with-pre-post-vacuum-lcd-touch-screen-plc-hmi-automatic-exhaust-printer
Autoclaves | Autoclave Fully Automatic with Pre & Post vacuum, LCD touch screen , PLC, HMI, Automatic Exhaust & Printer. | AVTRVS-180 | Capacity: 180 Litres ¦ Size: 22"x30" ¦ Variants: Electrical |  | 0 | /products/autoclaves/autoclave-fully-automatic-with-pre-post-vacuum-lcd-touch-screen-plc-hmi-automatic-exhaust-printer
Autoclaves | Autoclave Fully Automatic with Pre & Post vacuum, LCD touch screen , PLC, HMI, Automatic Exhaust & Printer. | AVTRVS-40 | Capacity: 40 Litres ¦ Size: 12"x22" ¦ Variants: Electrical |  | 1 | /products/autoclaves/autoclave-fully-automatic-with-pre-post-vacuum-lcd-touch-screen-plc-hmi-automatic-exhaust-printer
Autoclaves | Autoclave Fully Automatic with Pre & Post vacuum, LCD touch screen , PLC, HMI, Automatic Exhaust & Printer. | AVTRVS-60 | Capacity: 60 Litres ¦ Size: 14"x25" ¦ Variants: Electrical |  | 0 | /products/autoclaves/autoclave-fully-automatic-with-pre-post-vacuum-lcd-touch-screen-plc-hmi-automatic-exhaust-printer
Autoclaves | Autoclave Fully Automatic with Pre & Post vacuum, LCD touch screen , PLC, HMI, Automatic Exhaust & Printer. | AVTRVS-80 | Capacity: 80 Litres ¦ Size: 16"x24" ¦ Variants: Electrical |  | 0 | /products/autoclaves/autoclave-fully-automatic-with-pre-post-vacuum-lcd-touch-screen-plc-hmi-automatic-exhaust-printer
Autoclaves | Autoclave Horizontal Cylindrical, Triple Wall ,Fully Automatic with PLC Based, HMI, touch panel & printer | AHC-120 A | Capacity: 120 Litres ¦ Size: 16"x36" ¦ Variants: Electrical |  | 0 | /products/autoclaves/autoclave-horizontal-cylindrical-triple-wall-fully-automatic-with-plc-based-hmi-touch-panel-printer
Autoclaves | Autoclave Horizontal Cylindrical, Triple Wall ,Fully Automatic with PLC Based, HMI, touch panel & printer | AHC-150 A | Capacity: 150 Litres ¦ Size: 16"x48" ¦ Variants: Electrical |  | 0 | /products/autoclaves/autoclave-horizontal-cylindrical-triple-wall-fully-automatic-with-plc-based-hmi-touch-panel-printer
Autoclaves | Autoclave Horizontal Cylindrical, Triple Wall ,Fully Automatic with PLC Based, HMI, touch panel & printer | AHC-185 A | Capacity: 185 Litres ¦ Size: 20"x36" ¦ Variants: Electrical |  | 0 | /products/autoclaves/autoclave-horizontal-cylindrical-triple-wall-fully-automatic-with-plc-based-hmi-touch-panel-printer
Autoclaves | Autoclave Horizontal Cylindrical, Triple Wall ,Fully Automatic with PLC Based, HMI, touch panel & printer | AHC-250 A | Capacity: 250 Litres ¦ Size: 20"x48" ¦ Variants: Electrical |  | 0 | /products/autoclaves/autoclave-horizontal-cylindrical-triple-wall-fully-automatic-with-plc-based-hmi-touch-panel-printer
Autoclaves | Autoclave Horizontal Cylindrical, Triple Wall ,Fully Automatic with PLC Based, HMI, touch panel & printer | AHC-300 A | Capacity: 300 Litres ¦ Size: 22"x48" ¦ Variants: Electrical |  | 0 | /products/autoclaves/autoclave-horizontal-cylindrical-triple-wall-fully-automatic-with-plc-based-hmi-touch-panel-printer
Autoclaves | Autoclave Horizontal Cylindrical, Triple Wall ,Fully Automatic with PLC Based, HMI, touch panel & printer | AHC-40 A | Capacity: 40 Litres ¦ Size: 12"x20" ¦ Variants: Electrical |  | 2 | /products/autoclaves/autoclave-horizontal-cylindrical-triple-wall-fully-automatic-with-plc-based-hmi-touch-panel-printer
Autoclaves | Autoclave Horizontal Cylindrical, Triple Wall ,Fully Automatic with PLC Based, HMI, touch panel & printer | AHC-78 A | Capacity: 78 Litres ¦ Size: 16"x24" ¦ Variants: Electrical |  | 0 | /products/autoclaves/autoclave-horizontal-cylindrical-triple-wall-fully-automatic-with-plc-based-hmi-touch-panel-printer
Autoclaves | Autoclave Horizontal Rectangular, Triple Wall ,Fully Automatic with PLC, HMI , Printer with Pre & Post Vacuum & Water Feed Pump. | AHR-190 A | Capacity: 190 Litres ¦ Size: 450X450X900 ¦ Variants: Electrical |  | 1 | /products/autoclaves/autoclave-horizontal-rectangular-triple-wall-fully-automatic-with-plc-hmi-printer-with-pre-post-vacuum-water-feed-pump
Autoclaves | Autoclave Horizontal Rectangular, Triple Wall ,Fully Automatic with PLC, HMI , Printer with Pre & Post Vacuum & Water Feed Pump. | AHR-330 A | Capacity: 330 Litres ¦ Size: 600X600X900 ¦ Variants: Electrical |  | 0 | /products/autoclaves/autoclave-horizontal-rectangular-triple-wall-fully-automatic-with-plc-hmi-printer-with-pre-post-vacuum-water-feed-pump
Autoclaves | Autoclave Horizontal Rectangular, Triple Wall ,Fully Automatic with PLC, HMI , Printer with Pre & Post Vacuum & Water Feed Pump. | AHR-450 A | Capacity: 450 Litres ¦ Size: 600X600X1200 ¦ Variants: Electrical |  | 0 | /products/autoclaves/autoclave-horizontal-rectangular-triple-wall-fully-automatic-with-plc-hmi-printer-with-pre-post-vacuum-water-feed-pump
Autoclaves | Autoclave Horizontal Rectangular, Triple Wall ,Fully Automatic with PLC, HMI , Printer with Pre & Post Vacuum & Water Feed Pump. | AHR-810 A | Capacity: 810 Litres ¦ Size: 600X900X1500 ¦ Variants: Electrical |  | 0 | /products/autoclaves/autoclave-horizontal-rectangular-triple-wall-fully-automatic-with-plc-hmi-printer-with-pre-post-vacuum-water-feed-pump
Autoclaves | Autoclave Portable | ASW-21E | Capacity: 21 Litres ¦ Size: 12"x12" [300 x 300 mm ] ¦ Variants: Electrical ¦ size in inches mm: 12"x12" [300 x 300 mm ] | Autoclave Seamless construction ensures bacteria free environment. The unit is made of Stainless Steel. Ring is made of aluminium. Lid is made of Stainless Steel combined with Alumimnium. The unit is equipped with Pressure Gauge, Safety Valve, Double Safety Valve, Steam Release Valve, Vacuum Release Valve, Rubber Gasket, Inner Container, Inner Tripod Stand and Mild Steel Stand for autoclave. ¦ Autoclave Portable Stainless Steel Six Wing Nut Type | 0 | /products/autoclaves/autoclave-portable
Autoclaves | Autoclave Portable | ASW-21NE | Capacity: 21 Litres ¦ Size: 12"x12" [300 x 300 mm ] ¦ Variants: Non-Electrical ¦ 1: 2 ¦ size in inches mm: 12"x12" [300 x 300 mm ] | Autoclave Seamless construction ensures bacteria free environment. The unit is made of Stainless Steel. Ring is made of aluminium. Lid is made of Stainless Steel combined with Alumimnium. The unit is equipped with Pressure Gauge, Safety Valve, Double Safety Valve, Steam Release Valve, Vacuum Release Valve, Rubber Gasket, Inner Container, Inner Tripod Stand and Mild Steel Stand for autoclave. ¦ Autoclave Portable Stainless Steel Six Wing Nut Type | 1 | /products/autoclaves/autoclave-portable
Autoclaves | Autoclave Portable | ASW-27E | Capacity: 27 Litres ¦ Size: 12"x15" [300 x 375 mm ] ¦ Variants: Electrical ¦ size in inches mm: 12"x15" [300 x 375 mm ] | Autoclave Seamless construction ensures bacteria free environment. The unit is made of Stainless Steel. Ring is made of aluminium. Lid is made of Stainless Steel combined with Alumimnium. The unit is equipped with Pressure Gauge, Safety Valve, Double Safety Valve, Steam Release Valve, Vacuum Release Valve, Rubber Gasket, Inner Container, Inner Tripod Stand and Mild Steel Stand for autoclave. ¦ Autoclave Portable Stainless Steel Six Wing Nut Type | 0 | /products/autoclaves/autoclave-portable
Autoclaves | Autoclave Portable | ASW-27NE | Capacity: 27 Litres ¦ Size: 12"x15" [300 x 375 mm ] ¦ Variants: Non-Electrical ¦ size in inches mm: 12"x15" [300 x 375 mm ] | Autoclave Seamless construction ensures bacteria free environment. The unit is made of Stainless Steel. Ring is made of aluminium. Lid is made of Stainless Steel combined with Alumimnium. The unit is equipped with Pressure Gauge, Safety Valve, Double Safety Valve, Steam Release Valve, Vacuum Release Valve, Rubber Gasket, Inner Container, Inner Tripod Stand and Mild Steel Stand for autoclave. ¦ Autoclave Portable Stainless Steel Six Wing Nut Type | 0 | /products/autoclaves/autoclave-portable
Autoclaves | Autoclave Portable | ASW-40E | Capacity: 40 Litres ¦ Size: 12"x22" [ 300 x 550 mm] ¦ Variants: Electrical ¦ size in inches mm: 12"x22" [ 300 x 550 mm] | Autoclave Seamless construction ensures bacteria free environment. The unit is made of Stainless Steel. Ring is made of aluminium. Lid is made of Stainless Steel combined with Alumimnium. The unit is equipped with Pressure Gauge, Safety Valve, Double Safety Valve, Steam Release Valve, Vacuum Release Valve, Rubber Gasket, Inner Container, Inner Tripod Stand and Mild Steel Stand for autoclave. ¦ Autoclave Portable Stainless Steel Six Wing Nut Type | 0 | /products/autoclaves/autoclave-portable
Autoclaves | Autoclave Portable | ASW-40NE | Capacity: 40 Litres ¦ Size: 12"x22" [ 300 x 550 mm] ¦ Variants: Non-Electrical ¦ size in inches mm: 12"x22" [ 300 x 550 mm] | Autoclave Seamless construction ensures bacteria free environment. The unit is made of Stainless Steel. Ring is made of aluminium. Lid is made of Stainless Steel combined with Alumimnium. The unit is equipped with Pressure Gauge, Safety Valve, Double Safety Valve, Steam Release Valve, Vacuum Release Valve, Rubber Gasket, Inner Container, Inner Tripod Stand and Mild Steel Stand for autoclave. ¦ Autoclave Portable Stainless Steel Six Wing Nut Type | 0 | /products/autoclaves/autoclave-portable
Autoclaves | Autoclave Portable Aluminium Six Wing Nut Type | AAW- 40E | Capacity: 40 Litres ¦ Size: 14"x16" [350 x 400 mm ] ¦ Variants: Electrical ¦ size in inches mm: 14"x16" [350 x 400 mm ] | Autoclave Seamless construction ensures bacteria free environment. The unit is made of Aluminium mirror finish. Equipped with Pressure Gauge, Safety Valve, Double Safety Valve, Steam Release Valve, Vacuum Release Valve, Rubber Gasket, Inner Container,Inner Tripod Stand and Mild Steel Stand for autoclave. ¦ Autoclave Portable Aluminium Six Wing Nut Type | 0 | /products/autoclaves/autoclave-portable-aluminium-six-wing-nut-type
Autoclaves | Autoclave Portable Aluminium Six Wing Nut Type | AAW-21E | Capacity: 21 Litres ¦ Size: 12"x12" [300x300mm] ¦ Variants: Electrical ¦ size in inches mm: 12"x12" [300x300mm] | Autoclave Seamless construction ensures bacteria free environment. The unit is made of Aluminium mirror finish. Equipped with Pressure Gauge, Safety Valve, Double Safety Valve, Steam Release Valve, Vacuum Release Valve, Rubber Gasket, Inner Container,Inner Tripod Stand and Mild Steel Stand for autoclave. ¦ Autoclave Portable Aluminium Six Wing Nut Type | 0 | /products/autoclaves/autoclave-portable-aluminium-six-wing-nut-type
Autoclaves | Autoclave Portable Aluminium Six Wing Nut Type | AAW-21NE | Capacity: 21 Litres ¦ Size: 12"x12" [300x300mm] ¦ Variants: Non-Electrical ¦ size in inches mm: 12"x12" [300x300mm] | Autoclave Seamless construction ensures bacteria free environment. The unit is made of Aluminium mirror finish. Equipped with Pressure Gauge, Safety Valve, Double Safety Valve, Steam Release Valve, Vacuum Release Valve, Rubber Gasket, Inner Container,Inner Tripod Stand and Mild Steel Stand for autoclave. ¦ Autoclave Portable Aluminium Six Wing Nut Type | 0 | /products/autoclaves/autoclave-portable-aluminium-six-wing-nut-type
Autoclaves | Autoclave Portable Aluminium Six Wing Nut Type | AAW-25E | Capacity: 25 Litres ¦ Size: 12"x14" [300x350mm] ¦ Variants: Electrical ¦ size in inches mm: 12"x14" [300x350mm] | Autoclave Seamless construction ensures bacteria free environment. The unit is made of Aluminium mirror finish. Equipped with Pressure Gauge, Safety Valve, Double Safety Valve, Steam Release Valve, Vacuum Release Valve, Rubber Gasket, Inner Container,Inner Tripod Stand and Mild Steel Stand for autoclave. ¦ Autoclave Portable Aluminium Six Wing Nut Type | 1 | /products/autoclaves/autoclave-portable-aluminium-six-wing-nut-type
Autoclaves | Autoclave Portable Aluminium Six Wing Nut Type | AAW-25NE | Capacity: 25 Litres ¦ Size: 12"x14" [300x350mm] ¦ Variants: Non-Electrical ¦ size in inches mm: 12"x14" [300x350mm] | Autoclave Seamless construction ensures bacteria free environment. The unit is made of Aluminium mirror finish. Equipped with Pressure Gauge, Safety Valve, Double Safety Valve, Steam Release Valve, Vacuum Release Valve, Rubber Gasket, Inner Container,Inner Tripod Stand and Mild Steel Stand for autoclave. ¦ Autoclave Portable Aluminium Six Wing Nut Type | 0 | /products/autoclaves/autoclave-portable-aluminium-six-wing-nut-type
Autoclaves | Autoclave Portable Aluminium Six Wing Nut Type | AAW-27E | Capacity: 27 Litres ¦ Size: 12"x15" [300x375 mm ] ¦ Variants: Electrical ¦ size in inches mm: 12"x15" [300x375 mm ] | Autoclave Seamless construction ensures bacteria free environment. The unit is made of Aluminium mirror finish. Equipped with Pressure Gauge, Safety Valve, Double Safety Valve, Steam Release Valve, Vacuum Release Valve, Rubber Gasket, Inner Container,Inner Tripod Stand and Mild Steel Stand for autoclave. ¦ Autoclave Portable Aluminium Six Wing Nut Type | 0 | /products/autoclaves/autoclave-portable-aluminium-six-wing-nut-type
Autoclaves | Autoclave Portable Aluminium Six Wing Nut Type | AAW-27NE | Capacity: 27 Litres ¦ Size: 12"x15" [300x375 mm ] ¦ Variants: Non-Electrical ¦ size in inches mm: 12"x15" [300x375 mm ] | Autoclave Seamless construction ensures bacteria free environment. The unit is made of Aluminium mirror finish. Equipped with Pressure Gauge, Safety Valve, Double Safety Valve, Steam Release Valve, Vacuum Release Valve, Rubber Gasket, Inner Container,Inner Tripod Stand and Mild Steel Stand for autoclave. ¦ Autoclave Portable Aluminium Six Wing Nut Type | 0 | /products/autoclaves/autoclave-portable-aluminium-six-wing-nut-type
Autoclaves | Autoclave Portable Aluminium Six Wing Nut Type | AAW-30E | Capacity: 30 Litres ¦ Size: 12"x16" [300x400 mm ] ¦ Variants: Electrical ¦ size in inches mm: 12"x16" [300x400 mm ] | Autoclave Seamless construction ensures bacteria free environment. The unit is made of Aluminium mirror finish. Equipped with Pressure Gauge, Safety Valve, Double Safety Valve, Steam Release Valve, Vacuum Release Valve, Rubber Gasket, Inner Container,Inner Tripod Stand and Mild Steel Stand for autoclave. ¦ Autoclave Portable Aluminium Six Wing Nut Type | 0 | /products/autoclaves/autoclave-portable-aluminium-six-wing-nut-type
Autoclaves | Autoclave Portable Aluminium Six Wing Nut Type | AAW-30NE | Capacity: 30 Litres ¦ Size: 12"x16" [300x400 mm ] ¦ Variants: Non-Electrical ¦ size in inches mm: 12"x16" [300x400 mm ] | Autoclave Seamless construction ensures bacteria free environment. The unit is made of Aluminium mirror finish. Equipped with Pressure Gauge, Safety Valve, Double Safety Valve, Steam Release Valve, Vacuum Release Valve, Rubber Gasket, Inner Container,Inner Tripod Stand and Mild Steel Stand for autoclave. ¦ Autoclave Portable Aluminium Six Wing Nut Type | 0 | /products/autoclaves/autoclave-portable-aluminium-six-wing-nut-type
Autoclaves | Autoclave Portable Aluminium Six Wing Nut Type | AAW-37E | Capacity: 37 Litres ¦ Size: 14"x15" [350 x 380 mm ] ¦ Variants: Electrical ¦ size in inches mm: 14"x15" [350 x 380 mm ] | Autoclave Seamless construction ensures bacteria free environment. The unit is made of Aluminium mirror finish. Equipped with Pressure Gauge, Safety Valve, Double Safety Valve, Steam Release Valve, Vacuum Release Valve, Rubber Gasket, Inner Container,Inner Tripod Stand and Mild Steel Stand for autoclave. ¦ Autoclave Portable Aluminium Six Wing Nut Type | 0 | /products/autoclaves/autoclave-portable-aluminium-six-wing-nut-type
Autoclaves | Autoclave Portable Aluminium Six Wing Nut Type | AAW-37NE | Capacity: 37 Litres ¦ Size: 14"x15" [350 x 380 mm ] ¦ Variants: Non-Electrical ¦ size in inches mm: 14"x15" [350 x 380 mm ] | Autoclave Seamless construction ensures bacteria free environment. The unit is made of Aluminium mirror finish. Equipped with Pressure Gauge, Safety Valve, Double Safety Valve, Steam Release Valve, Vacuum Release Valve, Rubber Gasket, Inner Container,Inner Tripod Stand and Mild Steel Stand for autoclave. ¦ Autoclave Portable Aluminium Six Wing Nut Type | 0 | /products/autoclaves/autoclave-portable-aluminium-six-wing-nut-type
Autoclaves | Autoclave Portable Aluminium Six Wing Nut Type | AAW-40NE | Capacity: 40 Litres ¦ Size: 14"x16" [350 x 400 mm ] ¦ Variants: Non-Electrical ¦ size in inches mm: 14"x16" [350 x 400 mm ] | Autoclave Seamless construction ensures bacteria free environment. The unit is made of Aluminium mirror finish. Equipped with Pressure Gauge, Safety Valve, Double Safety Valve, Steam Release Valve, Vacuum Release Valve, Rubber Gasket, Inner Container,Inner Tripod Stand and Mild Steel Stand for autoclave. ¦ Autoclave Portable Aluminium Six Wing Nut Type | 0 | /products/autoclaves/autoclave-portable-aluminium-six-wing-nut-type
Autoclaves | Autoclave Stainless Steel 'P' Type | ASP-11E | Capacity: 11 Litres ¦ Size: 9"x11" [225x275 mm] ¦ Variants: Electrical ¦ size in inches mm: 9"x11" [225x275 mm] | Autoclave Seamless construction ensures bacteria free environment. The unit is made of Stainless Steel. Equipped with Pressure Gauge, Safety Valve, Double Safety Valve, Steam Release Valve, Vacuum Release Valve, Rubber Gasket, Inner Container, Inner Tripod Stand and Mild Steel Stand for autoclave. ¦ Autoclave Portable Stainless Steel Pressure Cooker Type | 0 | /products/autoclaves/autoclave-stainless-steel-p-type
Autoclaves | Autoclave Stainless Steel 'P' Type | ASP-11NE | Capacity: 11 Litres ¦ Size: 9"x11" [225x275 mm] ¦ Variants: Non-Electrical ¦ size in inches mm: 9"x11" [225x275 mm] | Autoclave Seamless construction ensures bacteria free environment. The unit is made of Stainless Steel. Equipped with Pressure Gauge, Safety Valve, Double Safety Valve, Steam Release Valve, Vacuum Release Valve, Rubber Gasket, Inner Container, Inner Tripod Stand and Mild Steel Stand for autoclave. ¦ Autoclave Portable Stainless Steel Pressure Cooker Type | 0 | /products/autoclaves/autoclave-stainless-steel-p-type
Autoclaves | Autoclave Stainless Steel 'P' Type | ASP-16E | Capacity: 16 Litres ¦ Size: 9"x16" [225x400 mm] ¦ Variants: Electrical ¦ size in inches mm: 9"x16" [225x400 mm] | Autoclave Seamless construction ensures bacteria free environment. The unit is made of Stainless Steel. Equipped with Pressure Gauge, Safety Valve, Double Safety Valve, Steam Release Valve, Vacuum Release Valve, Rubber Gasket, Inner Container, Inner Tripod Stand and Mild Steel Stand for autoclave. ¦ Autoclave Portable Stainless Steel Pressure Cooker Type | 0 | /products/autoclaves/autoclave-stainless-steel-p-type
Autoclaves | Autoclave Stainless Steel 'P' Type | ASP-16NE | Capacity: 16 Litres ¦ Size: 9"x16" [225x400 mm] ¦ Variants: Non-Electrical ¦ size in inches mm: 9"x16" [225x400 mm] | Autoclave Seamless construction ensures bacteria free environment. The unit is made of Stainless Steel. Equipped with Pressure Gauge, Safety Valve, Double Safety Valve, Steam Release Valve, Vacuum Release Valve, Rubber Gasket, Inner Container, Inner Tripod Stand and Mild Steel Stand for autoclave. ¦ Autoclave Portable Stainless Steel Pressure Cooker Type | 1 | /products/autoclaves/autoclave-stainless-steel-p-type
Autoclaves | Autoclave Stainless Steel 'P' Type | ASP-21E | Capacity: 21 Litres ¦ Size: 12"x12" [300x300 mm] ¦ Variants: Electrical ¦ size in inches mm: 12"x12" [300x300 mm] | Autoclave Seamless construction ensures bacteria free environment. The unit is made of Stainless Steel. Equipped with Pressure Gauge, Safety Valve, Double Safety Valve, Steam Release Valve, Vacuum Release Valve, Rubber Gasket, Inner Container, Inner Tripod Stand and Mild Steel Stand for autoclave. ¦ Autoclave Portable Stainless Steel Pressure Cooker Type | 0 | /products/autoclaves/autoclave-stainless-steel-p-type
Autoclaves | Autoclave Stainless Steel 'P' Type | ASP-21NE | Capacity: 21 Litres ¦ Size: 12"x12" [300x300 mm] ¦ Variants: Non-Electrical ¦ size in inches mm: 12"x12" [300x300 mm] | Autoclave Seamless construction ensures bacteria free environment. The unit is made of Stainless Steel. Equipped with Pressure Gauge, Safety Valve, Double Safety Valve, Steam Release Valve, Vacuum Release Valve, Rubber Gasket, Inner Container, Inner Tripod Stand and Mild Steel Stand for autoclave. ¦ Autoclave Portable Stainless Steel Pressure Cooker Type | 0 | /products/autoclaves/autoclave-stainless-steel-p-type
Autoclaves | Autoclave Stainless Steel 'P' Type | ASP-25E | Capacity: 25 Litres ¦ Size: 12"x14" [300x350 mm] ¦ Variants: Electrical ¦ size in inches mm: 12"x14" [300x350 mm] | Autoclave Seamless construction ensures bacteria free environment. The unit is made of Stainless Steel. Equipped with Pressure Gauge, Safety Valve, Double Safety Valve, Steam Release Valve, Vacuum Release Valve, Rubber Gasket, Inner Container, Inner Tripod Stand and Mild Steel Stand for autoclave. ¦ Autoclave Portable Stainless Steel Pressure Cooker Type | 0 | /products/autoclaves/autoclave-stainless-steel-p-type
Autoclaves | Autoclave Stainless Steel 'P' Type | ASP-25NE | Capacity: 25 Litres ¦ Size: 12"x14" [300x350 mm] ¦ Variants: Non-Electrical ¦ size in inches mm: 12"x14" [300x350 mm] | Autoclave Seamless construction ensures bacteria free environment. The unit is made of Stainless Steel. Equipped with Pressure Gauge, Safety Valve, Double Safety Valve, Steam Release Valve, Vacuum Release Valve, Rubber Gasket, Inner Container, Inner Tripod Stand and Mild Steel Stand for autoclave. ¦ Autoclave Portable Stainless Steel Pressure Cooker Type | 0 | /products/autoclaves/autoclave-stainless-steel-p-type
Autoclaves | Autoclave Stainless Steel 'P' Type | ASP-34E | Capacity: 34 Litres ¦ Size: 14"x13" [350x325 mm] ¦ Variants: Electrical ¦ size in inches mm: 14"x13" [350x525 mm] | Autoclave Seamless construction ensures bacteria free environment. The unit is made of Stainless Steel. Equipped with Pressure Gauge, Safety Valve, Double Safety Valve, Steam Release Valve, Vacuum Release Valve, Rubber Gasket, Inner Container, Inner Tripod Stand and Mild Steel Stand for autoclave. ¦ Autoclave Portable Stainless Steel Pressure Cooker Type | 0 | /products/autoclaves/autoclave-stainless-steel-p-type
Autoclaves | Autoclave Stainless Steel 'P' Type | ASP-34NE | Capacity: 34 Litres ¦ Size: 14"x13" [350x325 mm] ¦ Variants: Non-Electrical ¦ size in inches mm: 14"x13" [350x525 mm] | Autoclave Seamless construction ensures bacteria free environment. The unit is made of Stainless Steel. Equipped with Pressure Gauge, Safety Valve, Double Safety Valve, Steam Release Valve, Vacuum Release Valve, Rubber Gasket, Inner Container, Inner Tripod Stand and Mild Steel Stand for autoclave. ¦ Autoclave Portable Stainless Steel Pressure Cooker Type | 0 | /products/autoclaves/autoclave-stainless-steel-p-type
Autoclaves | Autoclave Stainless Steel 'P' Type | ASP-37E | Capacity: 37 Litres ¦ Size: 14"x15" [350x375 mm] ¦ Variants: Electrical ¦ size in inches mm: 14"x15" [350x375 mm] | Autoclave Seamless construction ensures bacteria free environment. The unit is made of Stainless Steel. Equipped with Pressure Gauge, Safety Valve, Double Safety Valve, Steam Release Valve, Vacuum Release Valve, Rubber Gasket, Inner Container, Inner Tripod Stand and Mild Steel Stand for autoclave. ¦ Autoclave Portable Stainless Steel Pressure Cooker Type | 0 | /products/autoclaves/autoclave-stainless-steel-p-type
Autoclaves | Autoclave Stainless Steel 'P' Type | ASP-37NE | Capacity: 37 Litres ¦ Size: 14"x15" [350x375 mm] ¦ Variants: Non-Electrical ¦ size in inches mm: 14"x15" [350x375 mm] | Autoclave Seamless construction ensures bacteria free environment. The unit is made of Stainless Steel. Equipped with Pressure Gauge, Safety Valve, Double Safety Valve, Steam Release Valve, Vacuum Release Valve, Rubber Gasket, Inner Container, Inner Tripod Stand and Mild Steel Stand for autoclave. ¦ Autoclave Portable Stainless Steel Pressure Cooker Type | 0 | /products/autoclaves/autoclave-stainless-steel-p-type
Autoclaves | Autoclave Stainless Steel 'P' Type | ASP-40E | Capacity: 40 Litres ¦ Size: 12"x22" [300x550 mm] ¦ Variants: Electrical ¦ size in inches mm: 12"x22" [300x550 mm] | Autoclave Seamless construction ensures bacteria free environment. The unit is made of Stainless Steel. Equipped with Pressure Gauge, Safety Valve, Double Safety Valve, Steam Release Valve, Vacuum Release Valve, Rubber Gasket, Inner Container, Inner Tripod Stand and Mild Steel Stand for autoclave. ¦ Autoclave Portable Stainless Steel Pressure Cooker Type | 0 | /products/autoclaves/autoclave-stainless-steel-p-type
Autoclaves | Autoclave Stainless Steel 'P' Type | ASP-40NE | Capacity: 40 Litres ¦ Size: 12"x22" [300x550 mm] ¦ Variants: Non-Electrical ¦ size in inches mm: 12"x22" [300x550 mm] | Autoclave Seamless construction ensures bacteria free environment. The unit is made of Stainless Steel. Equipped with Pressure Gauge, Safety Valve, Double Safety Valve, Steam Release Valve, Vacuum Release Valve, Rubber Gasket, Inner Container, Inner Tripod Stand and Mild Steel Stand for autoclave. ¦ Autoclave Portable Stainless Steel Pressure Cooker Type | 0 | /products/autoclaves/autoclave-stainless-steel-p-type
Autoclaves | Autoclave Stainless Steel 'P' Type | ASP-5NE | Capacity: 5 Litres ¦ Size: 8"x6" [200x160 mm] ¦ Variants: Non-Electrical ¦ 1: 4 ¦ size in inches mm: 8"x6" [200x160 mm] | Autoclave Seamless construction ensures bacteria free environment. The unit is made of Stainless Steel. Equipped with Pressure Gauge, Safety Valve, Double Safety Valve, Steam Release Valve, Vacuum Release Valve, Rubber Gasket, Inner Container, Inner Tripod Stand and Mild Steel Stand for autoclave. ¦ Autoclave Portable Stainless Steel Pressure Cooker Type | 0 | /products/autoclaves/autoclave-stainless-steel-p-type
Autoclaves | Autoclave Stainless Steel 'P' Type | ASP-9E | Capacity: 9 Litres ¦ Size: 9"x9" [225x225 mm] ¦ Variants: Electrical ¦ size in inches mm: 9"x9" [225x225 mm] | Autoclave Seamless construction ensures bacteria free environment. The unit is made of Stainless Steel. Equipped with Pressure Gauge, Safety Valve, Double Safety Valve, Steam Release Valve, Vacuum Release Valve, Rubber Gasket, Inner Container, Inner Tripod Stand and Mild Steel Stand for autoclave. ¦ Autoclave Portable Stainless Steel Pressure Cooker Type | 0 | /products/autoclaves/autoclave-stainless-steel-p-type
Autoclaves | Autoclave Stainless Steel 'P' Type | ASP-9NE | Capacity: 9 Litres ¦ Size: 9"x9" [225x225 mm] ¦ Variants: Non-Electrical ¦ size in inches mm: 9"x9" [225x225 mm] | Autoclave Seamless construction ensures bacteria free environment. The unit is made of Stainless Steel. Equipped with Pressure Gauge, Safety Valve, Double Safety Valve, Steam Release Valve, Vacuum Release Valve, Rubber Gasket, Inner Container, Inner Tripod Stand and Mild Steel Stand for autoclave. ¦ Autoclave Portable Stainless Steel Pressure Cooker Type | 0 | /products/autoclaves/autoclave-stainless-steel-p-type
Autoclaves | Autoclave Triple Wall Horizontal | AHC-120 | Capacity: 120 Litres ¦ Size: 16"x36" ¦ Variants: Electrical ¦ size in inches mm: 16"x36" ¦ detailed description: Triple Walled with Steam Storage, Inner Chamber, Outer Wall,Lid and Ring are made of S.S 304 Grade material. with Leak proof argon welding. Autoclave is mounted on Stainless steel frame with ground leveling screwed flanges. Equiped with The Pressure Control Device , Digital Temperature Controller with Digital Timer & Alarm Low Water Cut Off Device, Multiport Valve etc. is incorporated. Operating Temp & Pressure:- Sterilizing Temp: 121° to 131° C, Sterilizing Pressure: 1.2 to 1.5 Kg/cm2 [15 PSI to 20 PSI] , Power: Suitable to Operate on 440 V, 3Ph,50 Hz, AC Supply. Optional features on extra cost: 1] Fully automatic sterilization cycle having feature of auto purge and axhaust installed with three solenoid valves. 2] Vacuum pump. | The sterilizer is based on the principle that microbiological action of saturated steam at elevated temperature is rapid and through. All models work on principle of downward displacement of air which is most economical method of obtainig sterilization. ¦ Cylindrical Horizontal Autoclave Triple Wall | 0 | /products/autoclaves/autoclave-triple-wall-horizontal
Autoclaves | Autoclave Triple Wall Horizontal | AHC-150 | Capacity: 150 Litres ¦ Size: 16"x48" ¦ Variants: Electrical ¦ size in inches mm: 16"x48" ¦ detailed description: Triple Walled with Steam Storage, Inner Chamber, Outer Wall,Lid and Ring are made of S.S 304 Grade material. with Leak proof argon welding. Autoclave is mounted on Stainless steel frame with ground leveling screwed flanges. Equiped with The Pressure Control Device , Digital Temperature Controller with Digital Timer & Alarm Low Water Cut Off Device, Multiport Valve etc. is incorporated. Operating Temp & Pressure:- Sterilizing Temp: 121° to 131° C, Sterilizing Pressure: 1.2 to 1.5 Kg/cm2 [15 PSI to 20 PSI] , Power: Suitable to Operate on 440 V, 3Ph,50 Hz, AC Supply. Optional features on extra cost: 1] Fully automatic sterilization cycle having feature of auto purge and axhaust installed with three solenoid valves. 2] Vacuum pump. | The sterilizer is based on the principle that microbiological action of saturated steam at elevated temperature is rapid and through. All models work on principle of downward displacement of air which is most economical method of obtainig sterilization. ¦ Cylindrical Horizontal Autoclave Triple Wall | 0 | /products/autoclaves/autoclave-triple-wall-horizontal
Autoclaves | Autoclave Triple Wall Horizontal | AHC-185 | Capacity: 185 Litres ¦ Size: 20"x36" ¦ Variants: Electrical ¦ size in inches mm: 20"x36" ¦ detailed description: Triple Walled with Steam Storage, Inner Chamber, Outer Wall,Lid and Ring are made of S.S 304 Grade material. with Leak proof argon welding. Autoclave is mounted on Stainless steel frame with ground leveling screwed flanges. Equiped with The Pressure Control Device , Digital Temperature Controller with Digital Timer & Alarm Low Water Cut Off Device, Multiport Valve etc. is incorporated. Operating Temp & Pressure:- Sterilizing Temp: 121° to 131° C, Sterilizing Pressure: 1.2 to 1.5 Kg/cm2 [15 PSI to 20 PSI] , Power: Suitable to Operate on 440 V, 3Ph,50 Hz, AC Supply. Optional features on extra cost: 1] Fully automatic sterilization cycle having feature of auto purge and axhaust installed with three solenoid valves. 2] Vacuum pump. | The sterilizer is based on the principle that microbiological action of saturated steam at elevated temperature is rapid and through. All models work on principle of downward displacement of air which is most economical method of obtainig sterilization. ¦ Cylindrical Horizontal Autoclave Triple Wall | 0 | /products/autoclaves/autoclave-triple-wall-horizontal
Autoclaves | Autoclave Triple Wall Horizontal | AHC-250 | Capacity: 250 Litres ¦ Size: 20"x48" ¦ Variants: Electrical ¦ size in inches mm: 20"x48" ¦ detailed description: Triple Walled with Steam Storage, Inner Chamber, Outer Wall,Lid and Ring are made of S.S 304 Grade material. with Leak proof argon welding. Autoclave is mounted on Stainless steel frame with ground leveling screwed flanges. Equiped with The Pressure Control Device , Digital Temperature Controller with Digital Timer & Alarm Low Water Cut Off Device, Multiport Valve etc. is incorporated. Operating Temp & Pressure:- Sterilizing Temp: 121° to 131° C, Sterilizing Pressure: 1.2 to 1.5 Kg/cm2 [15 PSI to 20 PSI] , Power: Suitable to Operate on 440 V, 3Ph,50 Hz, AC Supply. Optional features on extra cost: 1] Fully automatic sterilization cycle having feature of auto purge and axhaust installed with three solenoid valves. 2] Vacuum pump. | The sterilizer is based on the principle that microbiological action of saturated steam at elevated temperature is rapid and through. All models work on principle of downward displacement of air which is most economical method of obtainig sterilization. ¦ Cylindrical Horizontal Autoclave Triple Wall | 0 | /products/autoclaves/autoclave-triple-wall-horizontal
Autoclaves | Autoclave Triple Wall Horizontal | AHC-300 | Capacity: 300 Litres ¦ Size: 22"x48" ¦ Variants: Electrical ¦ size in inches mm: 22"x48" ¦ detailed description: Triple Walled with Steam Storage, Inner Chamber, Outer Wall,Lid and Ring are made of S.S 304 Grade material. with Leak proof argon welding. Autoclave is mounted on Stainless steel frame with ground leveling screwed flanges. Equiped with The Pressure Control Device , Digital Temperature Controller with Digital Timer & Alarm Low Water Cut Off Device, Multiport Valve etc. is incorporated. Operating Temp & Pressure:- Sterilizing Temp: 121° to 131° C, Sterilizing Pressure: 1.2 to 1.5 Kg/cm2 [15 PSI to 20 PSI] , Power: Suitable to Operate on 440 V, 3Ph,50 Hz, AC Supply. Optional features on extra cost: 1] Fully automatic sterilization cycle having feature of auto purge and axhaust installed with three solenoid valves. 2] Vacuum pump. | The sterilizer is based on the principle that microbiological action of saturated steam at elevated temperature is rapid and through. All models work on principle of downward displacement of air which is most economical method of obtainig sterilization. ¦ Cylindrical Horizontal Autoclave Triple Wall | 0 | /products/autoclaves/autoclave-triple-wall-horizontal
Autoclaves | Autoclave Triple Wall Horizontal | AHC-40 | Capacity: 40 Litres ¦ Size: 12"x20" ¦ Variants: Electrical ¦ 1: 18 ¦ size in inches mm: 12"x20" ¦ detailed description: Triple Walled with Steam Storage, Inner Chamber, Outer Wall,Lid and Ring are made of S.S 304 Grade material. with Leak proof argon welding. Autoclave is mounted on Stainless steel frame with ground leveling screwed flanges. Equiped with The Pressure Control Device , Digital Temperature Controller with Digital Timer & Alarm Low Water Cut Off Device, Multiport Valve etc. is incorporated. Operating Temp & Pressure:- Sterilizing Temp: 121° to 131° C, Sterilizing Pressure: 1.2 to 1.5 Kg/cm2 [15 PSI to 20 PSI] , Power: Suitable to Operate on 440 V, 3Ph,50 Hz, AC Supply. Optional features on extra cost: 1] Fully automatic sterilization cycle having feature of auto purge and axhaust installed with three solenoid valves. 2] Vacuum pump. | The sterilizer is based on the principle that microbiological action of saturated steam at elevated temperature is rapid and through. All models work on principle of downward displacement of air which is most economical method of obtainig sterilization. ¦ Cylindrical Horizontal Autoclave Triple Wall | 1 | /products/autoclaves/autoclave-triple-wall-horizontal
Autoclaves | Autoclave Triple Wall Horizontal | AHC-78 | Capacity: 78 Litres ¦ Size: 16"x24" ¦ Variants: Electrical ¦ size in inches mm: 16"x24" ¦ detailed description: Triple Walled with Steam Storage, Inner Chamber, Outer Wall,Lid and Ring are made of S.S 304 Grade material. with Leak proof argon welding. Autoclave is mounted on Stainless steel frame with ground leveling screwed flanges. Equiped with The Pressure Control Device , Digital Temperature Controller with Digital Timer & Alarm Low Water Cut Off Device, Multiport Valve etc. is incorporated. Operating Temp & Pressure:- Sterilizing Temp: 121° to 131° C, Sterilizing Pressure: 1.2 to 1.5 Kg/cm2 [15 PSI to 20 PSI] , Power: Suitable to Operate on 440 V, 3Ph,50 Hz, AC Supply. Optional features on extra cost: 1] Fully automatic sterilization cycle having feature of auto purge and axhaust installed with three solenoid valves. 2] Vacuum pump. | The sterilizer is based on the principle that microbiological action of saturated steam at elevated temperature is rapid and through. All models work on principle of downward displacement of air which is most economical method of obtainig sterilization. ¦ Cylindrical Horizontal Autoclave Triple Wall | 0 | /products/autoclaves/autoclave-triple-wall-horizontal
Autoclaves | Autoclave Triple Wall Horizontal Rectangular | AHR-190 | Capacity: 190 Litres ¦ Size: 450X450X900 ¦ Variants: Electrical ¦ 1: 19 ¦ size in inches mm: 450X450X900 ¦ detailed description: Triple Walled with Steam Storage, Inner Chamber, Outer Wall,Lid and Ring are made of S.S 304 Grade material. with Leak proof argon welding. Autoclave is mounted on mild steel frame with ground leveling screwed flanges. Equipped With: The Pressure Control Device , Digital Temperature Controller with Digital Timer & Alarm Low Water Cut Off Device, Multiport Valve etc. is incorporated. Operating Temp & Pressure:-Sterilizing Temp: 121° to 134° C,Power: Suitable to Operate on 440 V, 3Ph,50 Hz, AC Supply. Optional accessories: Fully automatic model with solenoid valves.Optional features on extra cost: 1] Fully automatic sterilization cycle having feature of auto purge and axhaust installed with three solenoid valves. 2] Vacuum pump. | The sterilizer is based on the principle that microbiological action of saturated steam at elevated temperature is rapid and through. All models work on principle of downward displacement of air which is most economical method of obtainig sterilization. ¦ Rectangular Horizontal Autoclave Triple Wall | 1 | /products/autoclaves/autoclave-triple-wall-horizontal-rectangular
Autoclaves | Autoclave Triple Wall Horizontal Rectangular | AHR-330 | Capacity: 330 Litres ¦ Size: 600X600X900 ¦ Variants: Electrical ¦ size in inches mm: 600X600X900 ¦ detailed description: Triple Walled with Steam Storage, Inner Chamber, Outer Wall,Lid and Ring are made of S.S 304 Grade material. with Leak proof argon welding. Autoclave is mounted on mild steel frame with ground leveling screwed flanges. Equipped With: The Pressure Control Device , Digital Temperature Controller with Digital Timer & Alarm Low Water Cut Off Device, Multiport Valve etc. is incorporated. Operating Temp & Pressure:-Sterilizing Temp: 121° to 134° C,Power: Suitable to Operate on 440 V, 3Ph,50 Hz, AC Supply. Optional accessories: Fully automatic model with solenoid valves.Optional features on extra cost: 1] Fully automatic sterilization cycle having feature of auto purge and axhaust installed with three solenoid valves. 2] Vacuum pump. | The sterilizer is based on the principle that microbiological action of saturated steam at elevated temperature is rapid and through. All models work on principle of downward displacement of air which is most economical method of obtainig sterilization. ¦ Rectangular Horizontal Autoclave Triple Wall | 0 | /products/autoclaves/autoclave-triple-wall-horizontal-rectangular
Autoclaves | Autoclave Triple Wall Horizontal Rectangular | AHR-450 | Capacity: 450 Litres ¦ Size: 600X600X1200 ¦ Variants: Electrical ¦ size in inches mm: 600X600X1200 ¦ detailed description: Triple Walled with Steam Storage, Inner Chamber, Outer Wall,Lid and Ring are made of S.S 304 Grade material. with Leak proof argon welding. Autoclave is mounted on mild steel frame with ground leveling screwed flanges. Equipped With: The Pressure Control Device , Digital Temperature Controller with Digital Timer & Alarm Low Water Cut Off Device, Multiport Valve etc. is incorporated. Operating Temp & Pressure:-Sterilizing Temp: 121° to 134° C,Power: Suitable to Operate on 440 V, 3Ph,50 Hz, AC Supply. Optional accessories: Fully automatic model with solenoid valves.Optional features on extra cost: 1] Fully automatic sterilization cycle having feature of auto purge and axhaust installed with three solenoid valves. 2] Vacuum pump. | The sterilizer is based on the principle that microbiological action of saturated steam at elevated temperature is rapid and through. All models work on principle of downward displacement of air which is most economical method of obtainig sterilization. ¦ Rectangular Horizontal Autoclave Triple Wall | 0 | /products/autoclaves/autoclave-triple-wall-horizontal-rectangular
Autoclaves | Autoclave Triple Wall Horizontal Rectangular | AHR-810 | Capacity: 810 Litres ¦ Size: 600X900X1500 ¦ Variants: Electrical ¦ size in inches mm: 600X900X1500 ¦ detailed description: Triple Walled with Steam Storage, Inner Chamber, Outer Wall,Lid and Ring are made of S.S 304 Grade material. with Leak proof argon welding. Autoclave is mounted on mild steel frame with ground leveling screwed flanges. Equipped With: The Pressure Control Device , Digital Temperature Controller with Digital Timer & Alarm Low Water Cut Off Device, Multiport Valve etc. is incorporated. Operating Temp & Pressure:-Sterilizing Temp: 121° to 134° C,Power: Suitable to Operate on 440 V, 3Ph,50 Hz, AC Supply. Optional accessories: Fully automatic model with solenoid valves.Optional features on extra cost: 1] Fully automatic sterilization cycle having feature of auto purge and axhaust installed with three solenoid valves. 2] Vacuum pump. | The sterilizer is based on the principle that microbiological action of saturated steam at elevated temperature is rapid and through. All models work on principle of downward displacement of air which is most economical method of obtainig sterilization. ¦ Rectangular Horizontal Autoclave Triple Wall | 0 | /products/autoclaves/autoclave-triple-wall-horizontal-rectangular
Autoclaves | Autoclave Vertical Double Wall S/S Combined | AVC-23 | 1: 6 ¦ capacity: 23 Litres ¦ size in inches mm: 10"x18" ¦ variants: Electrical | Autoclave Double Wall Single Chamber. The Inner Chamber and Outer Wall are made of Stainless Steel. Ring is made of Aluminium. Lid is made of Stainless Steel combined with Aluminium . The instrument is absolutely leak proof. Equipped with Pressure Gauge, Safety Valve, Double Safety Valve, Steam Release Valve, Rubber Gasket, Inner Container, Inner Tripod Stand and Mild Steel Legs for autoclave. The Autoclave can hold the pressure in between 5 PSI to 20 PSI. ¦ Autoclave Vertical Stainless Steel & Aluminium Combined Nut Locking | 0 | /products/autoclaves/autoclave-vertical-double-wall-s-s-combined
Autoclaves | Autoclave Vertical Double Wall S/S Combined | AVC-40 | Capacity: 40 Litres ¦ Size: 12"X22" ¦ Variants: Electrical ¦ size in inches mm: 12"X22" | Autoclave Double Wall Single Chamber. The Inner Chamber and Outer Wall are made of Stainless Steel. Ring is made of Aluminium. Lid is made of Stainless Steel combined with Aluminium . The instrument is absolutely leak proof. Equipped with Pressure Gauge, Safety Valve, Double Safety Valve, Steam Release Valve, Rubber Gasket, Inner Container, Inner Tripod Stand and Mild Steel Legs for autoclave. The Autoclave can hold the pressure in between 5 PSI to 20 PSI. ¦ Autoclave Vertical Stainless Steel & Aluminium Combined Nut Locking | 1 | /products/autoclaves/autoclave-vertical-double-wall-s-s-combined
Autoclaves | Autoclave Vertical Double Wall S/S Combined | AVC-78 | Capacity: 78 Litres ¦ Size: 16"X24" ¦ Variants: Electrical ¦ size in inches mm: 16"X24" | Autoclave Double Wall Single Chamber. The Inner Chamber and Outer Wall are made of Stainless Steel. Ring is made of Aluminium. Lid is made of Stainless Steel combined with Aluminium . The instrument is absolutely leak proof. Equipped with Pressure Gauge, Safety Valve, Double Safety Valve, Steam Release Valve, Rubber Gasket, Inner Container, Inner Tripod Stand and Mild Steel Legs for autoclave. The Autoclave can hold the pressure in between 5 PSI to 20 PSI. ¦ Autoclave Vertical Stainless Steel & Aluminium Combined Nut Locking | 0 | /products/autoclaves/autoclave-vertical-double-wall-s-s-combined
Autoclaves | Autoclave Vertical Double Wall S/S Combined | AVC-90 | Capacity: 90 Litres ¦ Size: 16"X28" ¦ Variants: Electrical ¦ size in inches mm: 16"X28" | Autoclave Double Wall Single Chamber. The Inner Chamber and Outer Wall are made of Stainless Steel. Ring is made of Aluminium. Lid is made of Stainless Steel combined with Aluminium . The instrument is absolutely leak proof. Equipped with Pressure Gauge, Safety Valve, Double Safety Valve, Steam Release Valve, Rubber Gasket, Inner Container, Inner Tripod Stand and Mild Steel Legs for autoclave. The Autoclave can hold the pressure in between 5 PSI to 20 PSI. ¦ Autoclave Vertical Stainless Steel & Aluminium Combined Nut Locking | 0 | /products/autoclaves/autoclave-vertical-double-wall-s-s-combined
Autoclaves | Autoclave Vertical Double Wall SS Radial Locking With Digital Contorller (Semi Automatic) | AVDR-150D | Capacity: 150 Litres ¦ Size: 20" x 30" ¦ Variants: Electrical |  | 0 | /products/autoclaves/autoclave-vertical-double-wall-ss-radial-locking-with-digital-contorller-semi-automatic
Autoclaves | Autoclave Vertical Double Wall with Digital Controller nut locking | AVD-100D | Capacity: 100 Litres ¦ Size: 18"x24" ¦ Variants: Electrical ¦ size in inches mm: 18"x24" | Autoclave Double Wall, Single Chamber. The Inner Chamber, Lid, Ring are made of Stainless Steel 304 Grade material. The Outer Wall is made of Stainless Steel Sheet, Legs are made of S.S. 304 grade material. Equipped with Pressure Gauge, Safety Valve, Double Safety Valve, Steam Release Valve, Water Drain Valve, Rubber Gasket, Inner Tripod Stand. The autoclave can hold the pressure in between 5 PSI to 20 PSI. Equpped with Digital Temperature Controller with Digital Timer, Low Water Cut off Device & Alarm. ¦ Autoclave Vertical Double Wall with Digital Controller nut locking | 0 | /products/autoclaves/autoclave-vertical-double-wall-with-digital-controller-nut-locking
Autoclaves | Autoclave Vertical Double Wall with Digital Controller nut locking | AVD-120D | Capacity: 120 Litres ¦ Size: 18"x30" ¦ Variants: Electrical ¦ size in inches mm: 18"x30" | Autoclave Double Wall, Single Chamber. The Inner Chamber, Lid, Ring are made of Stainless Steel 304 Grade material. The Outer Wall is made of Stainless Steel Sheet, Legs are made of S.S. 304 grade material. Equipped with Pressure Gauge, Safety Valve, Double Safety Valve, Steam Release Valve, Water Drain Valve, Rubber Gasket, Inner Tripod Stand. The autoclave can hold the pressure in between 5 PSI to 20 PSI. Equpped with Digital Temperature Controller with Digital Timer, Low Water Cut off Device & Alarm. ¦ Autoclave Vertical Double Wall with Digital Controller nut locking | 0 | /products/autoclaves/autoclave-vertical-double-wall-with-digital-controller-nut-locking
Autoclaves | Autoclave Vertical Double Wall with Digital Controller nut locking | AVD-150D | Capacity: 150 Litres ¦ Size: 20"x30" ¦ Variants: Electrical ¦ size in inches mm: 20"x30" | Autoclave Double Wall, Single Chamber. The Inner Chamber, Lid, Ring are made of Stainless Steel 304 Grade material. The Outer Wall is made of Stainless Steel Sheet, Legs are made of S.S. 304 grade material. Equipped with Pressure Gauge, Safety Valve, Double Safety Valve, Steam Release Valve, Water Drain Valve, Rubber Gasket, Inner Tripod Stand. The autoclave can hold the pressure in between 5 PSI to 20 PSI. Equpped with Digital Temperature Controller with Digital Timer, Low Water Cut off Device & Alarm. ¦ Autoclave Vertical Double Wall with Digital Controller nut locking | 0 | /products/autoclaves/autoclave-vertical-double-wall-with-digital-controller-nut-locking
Autoclaves | Autoclave Vertical Double Wall with Digital Controller nut locking | AVD-180D | Capacity: 180 Litres ¦ Size: 22"x30" ¦ Variants: Electrical ¦ size in inches mm: 22"x30" | Autoclave Double Wall, Single Chamber. The Inner Chamber, Lid, Ring are made of Stainless Steel 304 Grade material. The Outer Wall is made of Stainless Steel Sheet, Legs are made of S.S. 304 grade material. Equipped with Pressure Gauge, Safety Valve, Double Safety Valve, Steam Release Valve, Water Drain Valve, Rubber Gasket, Inner Tripod Stand. The autoclave can hold the pressure in between 5 PSI to 20 PSI. Equpped with Digital Temperature Controller with Digital Timer, Low Water Cut off Device & Alarm. ¦ Autoclave Vertical Double Wall with Digital Controller nut locking | 0 | /products/autoclaves/autoclave-vertical-double-wall-with-digital-controller-nut-locking
Autoclaves | Autoclave Vertical Double Wall with Digital Controller nut locking | AVD-23D | Capacity: 23 Litres ¦ Size: 10"x18" ¦ Variants: Electrical ¦ 1: 8 ¦ size in inches mm: 10"x18" | Autoclave Double Wall, Single Chamber. The Inner Chamber, Lid, Ring are made of Stainless Steel 304 Grade material. The Outer Wall is made of Stainless Steel Sheet, Legs are made of S.S. 304 grade material. Equipped with Pressure Gauge, Safety Valve, Double Safety Valve, Steam Release Valve, Water Drain Valve, Rubber Gasket, Inner Tripod Stand. The autoclave can hold the pressure in between 5 PSI to 20 PSI. Equpped with Digital Temperature Controller with Digital Timer, Low Water Cut off Device & Alarm. ¦ Autoclave Vertical Double Wall with Digital Controller nut locking | 0 | /products/autoclaves/autoclave-vertical-double-wall-with-digital-controller-nut-locking
Autoclaves | Autoclave Vertical Double Wall with Digital Controller nut locking | AVD-40D | Capacity: 40 Litres ¦ Size: 12"x22" ¦ Variants: Electrical ¦ size in inches mm: 12"x22" | Autoclave Double Wall, Single Chamber. The Inner Chamber, Lid, Ring are made of Stainless Steel 304 Grade material. The Outer Wall is made of Stainless Steel Sheet, Legs are made of S.S. 304 grade material. Equipped with Pressure Gauge, Safety Valve, Double Safety Valve, Steam Release Valve, Water Drain Valve, Rubber Gasket, Inner Tripod Stand. The autoclave can hold the pressure in between 5 PSI to 20 PSI. Equpped with Digital Temperature Controller with Digital Timer, Low Water Cut off Device & Alarm. ¦ Autoclave Vertical Double Wall with Digital Controller nut locking | 0 | /products/autoclaves/autoclave-vertical-double-wall-with-digital-controller-nut-locking
Autoclaves | Autoclave Vertical Double Wall with Digital Controller nut locking | AVD-50D | Capacity: 50 Litres ¦ Size: 12"x28" ¦ Variants: Electrical ¦ size in inches mm: 12"x28" | Autoclave Double Wall, Single Chamber. The Inner Chamber, Lid, Ring are made of Stainless Steel 304 Grade material. The Outer Wall is made of Stainless Steel Sheet, Legs are made of S.S. 304 grade material. Equipped with Pressure Gauge, Safety Valve, Double Safety Valve, Steam Release Valve, Water Drain Valve, Rubber Gasket, Inner Tripod Stand. The autoclave can hold the pressure in between 5 PSI to 20 PSI. Equpped with Digital Temperature Controller with Digital Timer, Low Water Cut off Device & Alarm. ¦ Autoclave Vertical Double Wall with Digital Controller nut locking | 1 | /products/autoclaves/autoclave-vertical-double-wall-with-digital-controller-nut-locking
Autoclaves | Autoclave Vertical Double Wall with Digital Controller nut locking | AVD-52D | Capacity: 52 Litres ¦ Size: 14"x22" ¦ Variants: Electrical ¦ size in inches mm: 14"x22" | Autoclave Double Wall, Single Chamber. The Inner Chamber, Lid, Ring are made of Stainless Steel 304 Grade material. The Outer Wall is made of Stainless Steel Sheet, Legs are made of S.S. 304 grade material. Equipped with Pressure Gauge, Safety Valve, Double Safety Valve, Steam Release Valve, Water Drain Valve, Rubber Gasket, Inner Tripod Stand. The autoclave can hold the pressure in between 5 PSI to 20 PSI. Equpped with Digital Temperature Controller with Digital Timer, Low Water Cut off Device & Alarm. ¦ Autoclave Vertical Double Wall with Digital Controller nut locking | 0 | /products/autoclaves/autoclave-vertical-double-wall-with-digital-controller-nut-locking
Autoclaves | Autoclave Vertical Double Wall with Digital Controller nut locking | AVD-60D | Capacity: 60 Litres ¦ Size: 14"x25" ¦ Variants: Electrical ¦ size in inches mm: 14"x25" | Autoclave Double Wall, Single Chamber. The Inner Chamber, Lid, Ring are made of Stainless Steel 304 Grade material. The Outer Wall is made of Stainless Steel Sheet, Legs are made of S.S. 304 grade material. Equipped with Pressure Gauge, Safety Valve, Double Safety Valve, Steam Release Valve, Water Drain Valve, Rubber Gasket, Inner Tripod Stand. The autoclave can hold the pressure in between 5 PSI to 20 PSI. Equpped with Digital Temperature Controller with Digital Timer, Low Water Cut off Device & Alarm. ¦ Autoclave Vertical Double Wall with Digital Controller nut locking | 0 | /products/autoclaves/autoclave-vertical-double-wall-with-digital-controller-nut-locking
Autoclaves | Autoclave Vertical Double Wall with Digital Controller nut locking | AVD-78D | Capacity: 78 Litres ¦ Size: 16"x24" ¦ Variants: Electrical ¦ size in inches mm: 16"x24" | Autoclave Double Wall, Single Chamber. The Inner Chamber, Lid, Ring are made of Stainless Steel 304 Grade material. The Outer Wall is made of Stainless Steel Sheet, Legs are made of S.S. 304 grade material. Equipped with Pressure Gauge, Safety Valve, Double Safety Valve, Steam Release Valve, Water Drain Valve, Rubber Gasket, Inner Tripod Stand. The autoclave can hold the pressure in between 5 PSI to 20 PSI. Equpped with Digital Temperature Controller with Digital Timer, Low Water Cut off Device & Alarm. ¦ Autoclave Vertical Double Wall with Digital Controller nut locking | 0 | /products/autoclaves/autoclave-vertical-double-wall-with-digital-controller-nut-locking
Autoclaves | Autoclave Vertical Double Wall with Digital Controller nut locking | AVD-90D | Capacity: 90 Litres ¦ Size: 16"x28" ¦ Variants: Electrical ¦ size in inches mm: 16"x28" | Autoclave Double Wall, Single Chamber. The Inner Chamber, Lid, Ring are made of Stainless Steel 304 Grade material. The Outer Wall is made of Stainless Steel Sheet, Legs are made of S.S. 304 grade material. Equipped with Pressure Gauge, Safety Valve, Double Safety Valve, Steam Release Valve, Water Drain Valve, Rubber Gasket, Inner Tripod Stand. The autoclave can hold the pressure in between 5 PSI to 20 PSI. Equpped with Digital Temperature Controller with Digital Timer, Low Water Cut off Device & Alarm. ¦ Autoclave Vertical Double Wall with Digital Controller nut locking | 0 | /products/autoclaves/autoclave-vertical-double-wall-with-digital-controller-nut-locking
Autoclaves | Autoclave Vertical Double wall SS Radial Locking | AVDR-100 | Capacity: 100 Litres ¦ Size: 18"x24" ¦ Variants: Electrical ¦ size in inches mm: 18"x24" | Autoclave Double Wall Single Chamber. The Inner Chamber and Outer Wall are made of Stainless Steel 304 grade.Ring and Lid are made of Stainless Steel 304 grade material. Tightened by radial arms through a steering wheel made of Chrome plated Mild Steel/Stainless Steel. The instrument is absolutely leak proof. Equipped with Pressure Gauge, Safety Valve, Double Safety Valve, Steam Release Valve, Rubber Gasket and Stainless Steel Legs for autoclave. The Autoclave can hold the pressure in between 5 PSI to 20 PSI. ¦ Vertical Autoclave Radial Locking Double Wall | 0 | /products/autoclaves/autoclave-vertical-double-wall-ss-radial-locking
Autoclaves | Autoclave Vertical Double wall SS Radial Locking | AVDR-180 | Capacity: 180 Litres ¦ Size: 22"x30" ¦ Variants: Electrical ¦ size in inches mm: 22"x30" | Autoclave Double Wall Single Chamber. The Inner Chamber and Outer Wall are made of Stainless Steel 304 grade.Ring and Lid are made of Stainless Steel 304 grade material. Tightened by radial arms through a steering wheel made of Chrome plated Mild Steel/Stainless Steel. The instrument is absolutely leak proof. Equipped with Pressure Gauge, Safety Valve, Double Safety Valve, Steam Release Valve, Rubber Gasket and Stainless Steel Legs for autoclave. The Autoclave can hold the pressure in between 5 PSI to 20 PSI. ¦ Vertical Autoclave Radial Locking Double Wall | 0 | /products/autoclaves/autoclave-vertical-double-wall-ss-radial-locking
Autoclaves | Autoclave Vertical Double wall SS Radial Locking | AVDR-23 | Capacity: 23 Litres ¦ Size: 10"x18" ¦ Variants: Electrical ¦ 1: 11 ¦ size in inches mm: 10"x18" | Autoclave Double Wall Single Chamber. The Inner Chamber and Outer Wall are made of Stainless Steel 304 grade.Ring and Lid are made of Stainless Steel 304 grade material. Tightened by radial arms through a steering wheel made of Chrome plated Mild Steel/Stainless Steel. The instrument is absolutely leak proof. Equipped with Pressure Gauge, Safety Valve, Double Safety Valve, Steam Release Valve, Rubber Gasket and Stainless Steel Legs for autoclave. The Autoclave can hold the pressure in between 5 PSI to 20 PSI. ¦ Vertical Autoclave Radial Locking Double Wall | 1 | /products/autoclaves/autoclave-vertical-double-wall-ss-radial-locking
Autoclaves | Autoclave Vertical Double wall SS Radial Locking | AVDR-40 | Capacity: 40 Litres ¦ Size: 12"x22" ¦ Variants: Electrical ¦ size in inches mm: 12"x22" | Autoclave Double Wall Single Chamber. The Inner Chamber and Outer Wall are made of Stainless Steel 304 grade.Ring and Lid are made of Stainless Steel 304 grade material. Tightened by radial arms through a steering wheel made of Chrome plated Mild Steel/Stainless Steel. The instrument is absolutely leak proof. Equipped with Pressure Gauge, Safety Valve, Double Safety Valve, Steam Release Valve, Rubber Gasket and Stainless Steel Legs for autoclave. The Autoclave can hold the pressure in between 5 PSI to 20 PSI. ¦ Vertical Autoclave Radial Locking Double Wall | 0 | /products/autoclaves/autoclave-vertical-double-wall-ss-radial-locking
Autoclaves | Autoclave Vertical Double wall SS Radial Locking | AVDR-52 | Capacity: 52 Litres ¦ Size: 14"x22" ¦ Variants: Electrical ¦ size in inches mm: 14"x22" | Autoclave Double Wall Single Chamber. The Inner Chamber and Outer Wall are made of Stainless Steel 304 grade.Ring and Lid are made of Stainless Steel 304 grade material. Tightened by radial arms through a steering wheel made of Chrome plated Mild Steel/Stainless Steel. The instrument is absolutely leak proof. Equipped with Pressure Gauge, Safety Valve, Double Safety Valve, Steam Release Valve, Rubber Gasket and Stainless Steel Legs for autoclave. The Autoclave can hold the pressure in between 5 PSI to 20 PSI. ¦ Vertical Autoclave Radial Locking Double Wall | 0 | /products/autoclaves/autoclave-vertical-double-wall-ss-radial-locking
Autoclaves | Autoclave Vertical Double wall SS Radial Locking | AVDR-60 | Capacity: 60 Litres ¦ Size: 14"x25" ¦ Variants: Electrical ¦ size in inches mm: 14"x25" | Autoclave Double Wall Single Chamber. The Inner Chamber and Outer Wall are made of Stainless Steel 304 grade.Ring and Lid are made of Stainless Steel 304 grade material. Tightened by radial arms through a steering wheel made of Chrome plated Mild Steel/Stainless Steel. The instrument is absolutely leak proof. Equipped with Pressure Gauge, Safety Valve, Double Safety Valve, Steam Release Valve, Rubber Gasket and Stainless Steel Legs for autoclave. The Autoclave can hold the pressure in between 5 PSI to 20 PSI. ¦ Vertical Autoclave Radial Locking Double Wall | 0 | /products/autoclaves/autoclave-vertical-double-wall-ss-radial-locking
Autoclaves | Autoclave Vertical Double wall SS Radial Locking | AVDR-78 | Capacity: 78 Litres ¦ Size: 16"x24" ¦ Variants: Electrical ¦ size in inches mm: 16"x24" | Autoclave Double Wall Single Chamber. The Inner Chamber and Outer Wall are made of Stainless Steel 304 grade.Ring and Lid are made of Stainless Steel 304 grade material. Tightened by radial arms through a steering wheel made of Chrome plated Mild Steel/Stainless Steel. The instrument is absolutely leak proof. Equipped with Pressure Gauge, Safety Valve, Double Safety Valve, Steam Release Valve, Rubber Gasket and Stainless Steel Legs for autoclave. The Autoclave can hold the pressure in between 5 PSI to 20 PSI. ¦ Vertical Autoclave Radial Locking Double Wall | 0 | /products/autoclaves/autoclave-vertical-double-wall-ss-radial-locking
Autoclaves | Autoclave Vertical Double wall SS Radial Locking with Digital controller. | AVDR-100D | Capacity: 100 Litres ¦ Size: 18"x24" ¦ Variants: Electrical ¦ size in inches mm: 18"x24" | Autoclave Double Wall Single Chamber. The Inner Chamber and Outer Wall are made of Stainless Steel.Ring is made of Stainless Steel. Lid is made of Stainless Steel tightened by radial arms through a steering wheel made of Chrome plated Mild Steel/Stainless Steel. The instrument is absolutely leak proof. Equipped with Pressure Gauge, Safety Valve, Double Safety Valve, Steam Release Valve, Rubber Gasket, Inner Container, S.S Bucket, and Mild Steel Legs for autoclave. The Autoclave can hold the pressure in between 5 PSI to 20 PSI. Optional Accessories : Pressure Control Device, Digital Temperature Controller with Digital Timer, Low Water Cut off Device & Alarm ¦ Vertical Autoclave Radial Locking Double Wall with Digital Controller. | 0 | /products/autoclaves/autoclave-vertical-double-wall-ss-radial-locking-with-digital-controller
Autoclaves | Autoclave Vertical Double wall SS Radial Locking with Digital controller. | AVDR-180D | Capacity: 180 Litres ¦ Size: 22"x30" ¦ Variants: Electrical ¦ size in inches mm: 22"x30" | Autoclave Double Wall Single Chamber. The Inner Chamber and Outer Wall are made of Stainless Steel.Ring is made of Stainless Steel. Lid is made of Stainless Steel tightened by radial arms through a steering wheel made of Chrome plated Mild Steel/Stainless Steel. The instrument is absolutely leak proof. Equipped with Pressure Gauge, Safety Valve, Double Safety Valve, Steam Release Valve, Rubber Gasket, Inner Container, S.S Bucket, and Mild Steel Legs for autoclave. The Autoclave can hold the pressure in between 5 PSI to 20 PSI. Optional Accessories : Pressure Control Device, Digital Temperature Controller with Digital Timer, Low Water Cut off Device & Alarm ¦ Vertical Autoclave Radial Locking Double Wall with Digital Controller. | 0 | /products/autoclaves/autoclave-vertical-double-wall-ss-radial-locking-with-digital-controller
Autoclaves | Autoclave Vertical Double wall SS Radial Locking with Digital controller. | AVDR-23D | Capacity: 23 Litres ¦ Size: 10"x18" ¦ Variants: Electrical ¦ 1: 12 ¦ size in inches mm: 10"x18" | Autoclave Double Wall Single Chamber. The Inner Chamber and Outer Wall are made of Stainless Steel.Ring is made of Stainless Steel. Lid is made of Stainless Steel tightened by radial arms through a steering wheel made of Chrome plated Mild Steel/Stainless Steel. The instrument is absolutely leak proof. Equipped with Pressure Gauge, Safety Valve, Double Safety Valve, Steam Release Valve, Rubber Gasket, Inner Container, S.S Bucket, and Mild Steel Legs for autoclave. The Autoclave can hold the pressure in between 5 PSI to 20 PSI. Equpped with Digital Temperature Controller with Digital Timer, Low Water Cut off Device & Alarm. ¦ Vertical Autoclave Radial Locking Double Wall with Digital Controller. | 1 | /products/autoclaves/autoclave-vertical-double-wall-ss-radial-locking-with-digital-controller
Autoclaves | Autoclave Vertical Double wall SS Radial Locking with Digital controller. | AVDR-40D | Capacity: 40 Litres ¦ Size: 12"x22" ¦ Variants: Electrical ¦ size in inches mm: 12"x22" | Autoclave Double Wall Single Chamber. The Inner Chamber and Outer Wall are made of Stainless Steel.Ring is made of Stainless Steel. Lid is made of Stainless Steel tightened by radial arms through a steering wheel made of Chrome plated Mild Steel/Stainless Steel. The instrument is absolutely leak proof. Equipped with Pressure Gauge, Safety Valve, Double Safety Valve, Steam Release Valve, Rubber Gasket, Inner Container, S.S Bucket, and Mild Steel Legs for autoclave. The Autoclave can hold the pressure in between 5 PSI to 20 PSI. Optional Accessories : Pressure Control Device, Digital Temperature Controller with Digital Timer, Low Water Cut off Device & Alarm ¦ Vertical Autoclave Radial Locking Double Wall with Digital Controller. | 0 | /products/autoclaves/autoclave-vertical-double-wall-ss-radial-locking-with-digital-controller
Autoclaves | Autoclave Vertical Double wall SS Radial Locking with Digital controller. | AVDR-52D | Capacity: 52 Litres ¦ Size: 14"x22" ¦ Variants: Electrical ¦ size in inches mm: 14"x22" | Autoclave Double Wall Single Chamber. The Inner Chamber and Outer Wall are made of Stainless Steel.Ring is made of Stainless Steel. Lid is made of Stainless Steel tightened by radial arms through a steering wheel made of Chrome plated Mild Steel/Stainless Steel. The instrument is absolutely leak proof. Equipped with Pressure Gauge, Safety Valve, Double Safety Valve, Steam Release Valve, Rubber Gasket, Inner Container, S.S Bucket, and Mild Steel Legs for autoclave. The Autoclave can hold the pressure in between 5 PSI to 20 PSI. Optional Accessories : Pressure Control Device, Digital Temperature Controller with Digital Timer, Low Water Cut off Device & Alarm ¦ Vertical Autoclave Radial Locking Double Wall with Digital Controller. | 0 | /products/autoclaves/autoclave-vertical-double-wall-ss-radial-locking-with-digital-controller
Autoclaves | Autoclave Vertical Double wall SS Radial Locking with Digital controller. | AVDR-60D | Capacity: 60 Litres ¦ Size: 14"x25" ¦ Variants: Electrical ¦ size in inches mm: 14"x25" | Autoclave Double Wall Single Chamber. The Inner Chamber and Outer Wall are made of Stainless Steel.Ring is made of Stainless Steel. Lid is made of Stainless Steel tightened by radial arms through a steering wheel made of Chrome plated Mild Steel/Stainless Steel. The instrument is absolutely leak proof. Equipped with Pressure Gauge, Safety Valve, Double Safety Valve, Steam Release Valve, Rubber Gasket, Inner Container, S.S Bucket, and Mild Steel Legs for autoclave. The Autoclave can hold the pressure in between 5 PSI to 20 PSI. Optional Accessories : Pressure Control Device, Digital Temperature Controller with Digital Timer, Low Water Cut off Device & Alarm ¦ Vertical Autoclave Radial Locking Double Wall with Digital Controller. | 0 | /products/autoclaves/autoclave-vertical-double-wall-ss-radial-locking-with-digital-controller
Autoclaves | Autoclave Vertical Double wall SS Radial Locking with Digital controller. | AVDR-78D | Capacity: 78 Litres ¦ Size: 16"x24" ¦ Variants: Electrical ¦ size in inches mm: 16"x24" | Autoclave Double Wall Single Chamber. The Inner Chamber and Outer Wall are made of Stainless Steel.Ring is made of Stainless Steel. Lid is made of Stainless Steel tightened by radial arms through a steering wheel made of Chrome plated Mild Steel/Stainless Steel. The instrument is absolutely leak proof. Equipped with Pressure Gauge, Safety Valve, Double Safety Valve, Steam Release Valve, Rubber Gasket, Inner Container, S.S Bucket, and Mild Steel Legs for autoclave. The Autoclave can hold the pressure in between 5 PSI to 20 PSI. Optional Accessories : Pressure Control Device, Digital Temperature Controller with Digital Timer, Low Water Cut off Device & Alarm ¦ Vertical Autoclave Radial Locking Double Wall with Digital Controller. | 0 | /products/autoclaves/autoclave-vertical-double-wall-ss-radial-locking-with-digital-controller
Autoclaves | Autoclave Vertical Stainless Steel Double Wall | AVD-100 | Capacity: 100 Litres ¦ Size: 18"x24" ¦ Variants: Electrical ¦ size in inches mm: 18"x24" | Autoclave Double Wall, Single Chamber. The Inner Chamber, Lid, Ring are made of Stainless Steel 304 Grade material. The Outer Wall is made of Stainless Steel Sheet, Legs are made of S.S. 304 grade material. Equipped with Pressure Gauge, Safety Valve, Double Safety Valve, Steam Release Valve, Water Drain Valve, Rubber Gasket, Inner Tripod Stand. The autoclave can hold the pressure in between 5 PSI to 20 PSI. ¦ Autoclave Vertical Stainless Steel Nut Locking | 0 | /products/autoclaves/autoclave-vertical-stainless-steel-double-wall
Autoclaves | Autoclave Vertical Stainless Steel Double Wall | AVD-120 | Capacity: 120 Litres ¦ Size: 18"x30" ¦ Variants: Electrical ¦ size in inches mm: 18"x30" | Autoclave Double Wall, Single Chamber. The Inner Chamber, Lid, Ring are made of Stainless Steel 304 Grade material. The Outer Wall is made of Stainless Steel Sheet, Legs are made of S.S. 304 grade material. Equipped with Pressure Gauge, Safety Valve, Double Safety Valve, Steam Release Valve, Water Drain Valve, Rubber Gasket, Inner Tripod Stand. The autoclave can hold the pressure in between 5 PSI to 20 PSI. ¦ Autoclave Vertical Stainless Steel Nut Locking | 0 | /products/autoclaves/autoclave-vertical-stainless-steel-double-wall
Autoclaves | Autoclave Vertical Stainless Steel Double Wall | AVD-150 | Capacity: 150 Litres ¦ Size: 20"x30" ¦ Variants: Electrical ¦ size in inches mm: 20"x30" | Autoclave Double Wall, Single Chamber. The Inner Chamber, Lid, Ring are made of Stainless Steel 304 Grade material. The Outer Wall is made of Stainless Steel Sheet, Legs are made of S.S. 304 grade material. Equipped with Pressure Gauge, Safety Valve, Double Safety Valve, Steam Release Valve, Water Drain Valve, Rubber Gasket, Inner Tripod Stand. The autoclave can hold the pressure in between 5 PSI to 20 PSI. ¦ Autoclave Vertical Stainless Steel Nut Locking | 0 | /products/autoclaves/autoclave-vertical-stainless-steel-double-wall
Autoclaves | Autoclave Vertical Stainless Steel Double Wall | AVD-180 | Capacity: 180 Litres ¦ Size: 22"x30" ¦ Variants: Electrical ¦ size in inches mm: 22"x30" | Autoclave Double Wall, Single Chamber. The Inner Chamber, Lid, Ring are made of Stainless Steel 304 Grade material. The Outer Wall is made of Stainless Steel Sheet, Legs are made of S.S. 304 grade material. Equipped with Pressure Gauge, Safety Valve, Double Safety Valve, Steam Release Valve, Water Drain Valve, Rubber Gasket, Inner Tripod Stand. The autoclave can hold the pressure in between 5 PSI to 20 PSI. ¦ Autoclave Vertical Stainless Steel Nut Locking | 0 | /products/autoclaves/autoclave-vertical-stainless-steel-double-wall
Autoclaves | Autoclave Vertical Stainless Steel Double Wall | AVD-23 | Capacity: 23 Litres ¦ Size: 10"x18" ¦ Variants: Electrical ¦ 1: 7 ¦ size in inches mm: 10"x18" | Autoclave Double Wall, Single Chamber. The Inner Chamber, Lid, Ring are made of Stainless Steel 304 Grade material. The Outer Wall is made of Stainless Steel Sheet, Legs are made of S.S. 304 grade material. Equipped with Pressure Gauge, Safety Valve, Double Safety Valve, Steam Release Valve, Water Drain Valve, Rubber Gasket, Inner Tripod Stand. The autoclave can hold the pressure in between 5 PSI to 20 PSI. ¦ Autoclave Vertical Stainless Steel Nut Locking | 1 | /products/autoclaves/autoclave-vertical-stainless-steel-double-wall
Autoclaves | Autoclave Vertical Stainless Steel Double Wall | AVD-40 | Capacity: 40 Litres ¦ Size: 12"x22" ¦ Variants: Electrical ¦ size in inches mm: 12"x22" | Autoclave Double Wall, Single Chamber. The Inner Chamber, Lid, Ring are made of Stainless Steel 304 Grade material. The Outer Wall is made of Stainless Steel Sheet, Legs are made of S.S. 304 grade material. Equipped with Pressure Gauge, Safety Valve, Double Safety Valve, Steam Release Valve, Water Drain Valve, Rubber Gasket, Inner Tripod Stand. The autoclave can hold the pressure in between 5 PSI to 20 PSI. ¦ Autoclave Vertical Stainless Steel Nut Locking | 0 | /products/autoclaves/autoclave-vertical-stainless-steel-double-wall
Autoclaves | Autoclave Vertical Stainless Steel Double Wall | AVD-50 | Capacity: 50 Litres ¦ Size: 12"x28" ¦ Variants: Electrical ¦ size in inches mm: 12"x28" | Autoclave Double Wall, Single Chamber. The Inner Chamber, Lid, Ring are made of Stainless Steel 304 Grade material. The Outer Wall is made of Stainless Steel Sheet, Legs are made of S.S. 304 grade material. Equipped with Pressure Gauge, Safety Valve, Double Safety Valve, Steam Release Valve, Water Drain Valve, Rubber Gasket, Inner Tripod Stand. The autoclave can hold the pressure in between 5 PSI to 20 PSI. ¦ Autoclave Vertical Stainless Steel Nut Locking | 0 | /products/autoclaves/autoclave-vertical-stainless-steel-double-wall
Autoclaves | Autoclave Vertical Stainless Steel Double Wall | AVD-52 | Capacity: 52 Litres ¦ Size: 14"x22" ¦ Variants: Electrical ¦ size in inches mm: 14"x22" | Autoclave Double Wall, Single Chamber. The Inner Chamber, Lid, Ring are made of Stainless Steel 304 Grade material. The Outer Wall is made of Stainless Steel Sheet, Legs are made of S.S. 304 grade material. Equipped with Pressure Gauge, Safety Valve, Double Safety Valve, Steam Release Valve, Water Drain Valve, Rubber Gasket, Inner Tripod Stand. The autoclave can hold the pressure in between 5 PSI to 20 PSI. ¦ Autoclave Vertical Stainless Steel Nut Locking | 0 | /products/autoclaves/autoclave-vertical-stainless-steel-double-wall
Autoclaves | Autoclave Vertical Stainless Steel Double Wall | AVD-60 | Capacity: 60 Litres ¦ Size: 14"x25" ¦ Variants: Electrical ¦ size in inches mm: 14"x25" | Autoclave Double Wall, Single Chamber. The Inner Chamber, Lid, Ring are made of Stainless Steel 304 Grade material. The Outer Wall is made of Stainless Steel Sheet, Legs are made of S.S. 304 grade material. Equipped with Pressure Gauge, Safety Valve, Double Safety Valve, Steam Release Valve, Water Drain Valve, Rubber Gasket, Inner Tripod Stand. The autoclave can hold the pressure in between 5 PSI to 20 PSI. ¦ Autoclave Vertical Stainless Steel Nut Locking | 0 | /products/autoclaves/autoclave-vertical-stainless-steel-double-wall
Autoclaves | Autoclave Vertical Stainless Steel Double Wall | AVD-78 | Capacity: 78 Litres ¦ Size: 16"x24" ¦ Variants: Electrical ¦ size in inches mm: 16"x24" | Autoclave Double Wall, Single Chamber. The Inner Chamber, Lid, Ring are made of Stainless Steel 304 Grade material. The Outer Wall is made of Stainless Steel Sheet, Legs are made of S.S. 304 grade material. Equipped with Pressure Gauge, Safety Valve, Double Safety Valve, Steam Release Valve, Water Drain Valve, Rubber Gasket, Inner Tripod Stand. The autoclave can hold the pressure in between 5 PSI to 20 PSI. ¦ Autoclave Vertical Stainless Steel Nut Locking | 1 | /products/autoclaves/autoclave-vertical-stainless-steel-double-wall
Autoclaves | Autoclave Vertical Stainless Steel Double Wall | AVD-90 | Capacity: 90 Litres ¦ Size: 16"x28" ¦ Variants: Electrical ¦ size in inches mm: 16"x28" | Autoclave Double Wall, Single Chamber. The Inner Chamber, Lid, Ring are made of Stainless Steel 304 Grade material. The Outer Wall is made of Stainless Steel Sheet, Legs are made of S.S. 304 grade material. Equipped with Pressure Gauge, Safety Valve, Double Safety Valve, Steam Release Valve, Water Drain Valve, Rubber Gasket, Inner Tripod Stand. The autoclave can hold the pressure in between 5 PSI to 20 PSI. ¦ Autoclave Vertical Stainless Steel Nut Locking | 0 | /products/autoclaves/autoclave-vertical-stainless-steel-double-wall
Autoclaves | Autoclave Vertical Triple Wall Hi- Pressure Nut Locking | AVT-100 | capacity: 100 Litres ¦ size in inches mm: 18"x24" ¦ variants: Electrical | Autoclave Triple Wall, Double Chamber. The Lid, Ring, Inner Chamber, Middle Chamber are made of Stainless Steel 304 grade. The instrument is absolutely leak proof, Equipped with Pressure Gauge, Safety Valve, Double Safety Valve, Steam Release Valve, Water Inlet, Water Outlet, Water Level Indicator, Rubber Gasket, S.S. Legs for autoclave.The Autoclave can hold the pressure in between 5 PSI to 20 PSI. Equpped with Digital Temperature Controller,Digital Timer, alarm & Low Water Cut Off Device. ¦ Triple Wall Vertical Hi - Pressure Nut Locking Autoclave with Digital controller. | 0 | /products/autoclaves/autoclave-vertical-triple-wall-hi-pressure-nut-locking
Autoclaves | Autoclave Vertical Triple Wall Hi- Pressure Nut Locking | AVT-180 | capacity: 180 Litres ¦ size in inches mm: 22"x30" ¦ variants: Electrical | Autoclave Triple Wall, Double Chamber. The Lid, Ring, Inner Chamber, Middle Chamber are made of Stainless Steel 304 grade. The instrument is absolutely leak proof, Equipped with Pressure Gauge, Safety Valve, Double Safety Valve, Steam Release Valve, Water Inlet, Water Outlet, Water Level Indicator, Rubber Gasket, S.S. Legs for autoclave.The Autoclave can hold the pressure in between 5 PSI to 20 PSI. Equpped with Digital Temperature Controller,Digital Timer, alarm & Low Water Cut Off Device. ¦ Triple Wall Vertical Hi - Pressure Nut Locking Autoclave with Digital controller. | 0 | /products/autoclaves/autoclave-vertical-triple-wall-hi-pressure-nut-locking
Autoclaves | Autoclave Vertical Triple Wall Hi- Pressure Nut Locking | AVT-40D | Capacity: 40 Litres ¦ Size: 12"x22" ¦ Variants: Electrical ¦ 1: 9 ¦ size in inches mm: 12"x22" | Autoclave Triple Wall, Double Chamber. The Lid, Ring, Inner Chamber, Middle Chamber are made of Stainless Steel 304 grade. The instrument is absolutely leak proof, Equipped with Pressure Gauge, Safety Valve, Double Safety Valve, Steam Release Valve, Water Inlet, Water Outlet, Water Level Indicator, Rubber Gasket, S.S. Legs for autoclave.The Autoclave can hold the pressure in between 5 PSI to 20 PSI. Equpped with Digital Temperature Controller,Digital Timer, alarm & Low Water Cut Off Device. ¦ Triple Wall Vertical Hi - Pressure Nut Locking Autoclave with Digital controller. | 1 | /products/autoclaves/autoclave-vertical-triple-wall-hi-pressure-nut-locking
Autoclaves | Autoclave Vertical Triple Wall Hi- Pressure Nut Locking | AVT-60D | Capacity: 60 Litres ¦ Size: 14"x25" ¦ Variants: Electrical ¦ size in inches mm: 14"x25" | Autoclave Triple Wall, Double Chamber. The Lid, Ring, Inner Chamber, Middle Chamber are made of Stainless Steel 304 grade. The instrument is absolutely leak proof, Equipped with Pressure Gauge, Safety Valve, Double Safety Valve, Steam Release Valve, Water Inlet, Water Outlet, Water Level Indicator, Rubber Gasket, S.S. Legs for autoclave.The Autoclave can hold the pressure in between 5 PSI to 20 PSI. Equpped with Digital Temperature Controller,Digital Timer, alarm & Low Water Cut Off Device. ¦ Triple Wall Vertical Hi - Pressure Nut Locking Autoclave with Digital controller. | 0 | /products/autoclaves/autoclave-vertical-triple-wall-hi-pressure-nut-locking
Autoclaves | Autoclave Vertical Triple Wall Hi- Pressure Nut Locking | AVT-78D | Capacity: 78 Litres ¦ Size: 16"x24" ¦ Variants: Electrical ¦ size in inches mm: 16"x24" | Autoclave Triple Wall, Double Chamber. The Lid, Ring, Inner Chamber, Middle Chamber are made of Stainless Steel 304 grade. The instrument is absolutely leak proof, Equipped with Pressure Gauge, Safety Valve, Double Safety Valve, Steam Release Valve, Water Inlet, Water Outlet, Water Level Indicator, Rubber Gasket, S.S. Legs for autoclave.The Autoclave can hold the pressure in between 5 PSI to 20 PSI. Equpped with Digital Temperature Controller,Digital Timer, alarm & Low Water Cut Off Device. ¦ Triple Wall Vertical Hi - Pressure Nut Locking Autoclave with Digital controller. | 0 | /products/autoclaves/autoclave-vertical-triple-wall-hi-pressure-nut-locking
Autoclaves | Autoclave Vertical Triple Wall Radial locking with Steam storag & Vacuum drying Feature(Semi Automatic) | AVTRV-100A | Capacity: 100 Litres ¦ Size: 18"x24" ¦ Variants: Electrical |  | 0 | /products/autoclaves/autoclave-vertical-triple-wall-radial-locking-with-steam-storag-vacuum-drying-feature-semi-automatic
Autoclaves | Autoclave Vertical Triple Wall Radial locking with Steam storag & Vacuum drying Feature(Semi Automatic) | AVTRV-180A | Capacity: 180 Litres ¦ Size: 22"x30" ¦ Variants: Electrical |  | 0 | /products/autoclaves/autoclave-vertical-triple-wall-radial-locking-with-steam-storag-vacuum-drying-feature-semi-automatic
Autoclaves | Autoclave Vertical Triple Wall Radial locking with Steam storag & Vacuum drying Feature(Semi Automatic) | AVTRV-40A | Capacity: 40 Litres ¦ Size: 12"x22" ¦ Variants: Electrical |  | 1 | /products/autoclaves/autoclave-vertical-triple-wall-radial-locking-with-steam-storag-vacuum-drying-feature-semi-automatic
Autoclaves | Autoclave Vertical Triple Wall Radial locking with Steam storag & Vacuum drying Feature(Semi Automatic) | AVTRV-60A | Capacity: 60 Litres ¦ Size: 14"x25" ¦ Variants: Electrical |  | 0 | /products/autoclaves/autoclave-vertical-triple-wall-radial-locking-with-steam-storag-vacuum-drying-feature-semi-automatic
Autoclaves | Autoclave Vertical Triple Wall Radial locking with Steam storag & Vacuum drying Feature(Semi Automatic) | AVTRV-78A | Capacity: 78 Litres ¦ Size: 16"x24" ¦ Variants: Electrical |  | 0 | /products/autoclaves/autoclave-vertical-triple-wall-radial-locking-with-steam-storag-vacuum-drying-feature-semi-automatic
Autoclaves | Autoclave Vertical Triple Wall with Steam Storage | AVTV-180 | Capacity: 180 Litres ¦ Size: 22"x30" ¦ Variants: Electrical ¦ size in inches mm: 22"x30" | Autoclave Triple Wall Double Chamber. The Lid, Ring, Inner Chamber, Middle Chamber [304 grade material ] are made of Stainless Steel. The instrument is absolutely leak proof, Middle Chamber works as steam stock jacket. Equipped with Pressure Gauge, Safety Valve, Double Safety Valve, Steam Release Valve, Water Inlet, Water Outlet, Water Level Indicator, Rubber Gasket, S.S. Steel Legs for autoclave.The Autoclave can hold the pressure in between 5 PSI to 20 PSI. Also equipped with Low Water Cut Off Device,Digital Temperature Controller with Digital Timer & Alarm at end of cycle, pressure control switch and vacuum drying option. ¦ Autoclave Triple Wall Vertical Hi - Pressure, Nut Locking with Digital Controller and vacuum drying feature. | 0 | /products/autoclaves/autoclave-vertical-triple-wall-with-steam-storage
Autoclaves | Autoclave Vertical Triple Wall with Steam Storage | AVTV-40 | Capacity: 40 Litres ¦ Size: 12"x20" ¦ Variants: Electrical ¦ 1: 10 ¦ size in inches mm: 12"x20" | Autoclave Triple Wall Double Chamber. The Lid, Ring, Inner Chamber, Middle Chamber [304 grade material ] are made of Stainless Steel. The instrument is absolutely leak proof, Middle Chamber works as steam stock jacket. Equipped with Pressure Gauge, Safety Valve, Double Safety Valve, Steam Release Valve, Water Inlet, Water Outlet, Water Level Indicator, Rubber Gasket, S.S. Steel Legs for autoclave.The Autoclave can hold the pressure in between 5 PSI to 20 PSI. Also equipped with Low Water Cut Off Device,Digital Temperature Controller with Digital Timer & Alarm at end of cycle, pressure control switch and vacuum drying option. ¦ Autoclave Triple Wall Vertical Hi - Pressure, Nut Locking with Digital Controller and vacuum drying feature. | 1 | /products/autoclaves/autoclave-vertical-triple-wall-with-steam-storage
Autoclaves | Autoclave Vertical Triple Wall with Steam Storage | AVTV-60 | Capacity: 60 Litres ¦ Size: 14"x25" ¦ Variants: Electrical ¦ size in inches mm: 14"x25" | Autoclave Triple Wall Double Chamber. The Lid, Ring, Inner Chamber, Middle Chamber [304 grade material ] are made of Stainless Steel. The instrument is absolutely leak proof, Middle Chamber works as steam stock jacket. Equipped with Pressure Gauge, Safety Valve, Double Safety Valve, Steam Release Valve, Water Inlet, Water Outlet, Water Level Indicator, Rubber Gasket, S.S. Steel Legs for autoclave.The Autoclave can hold the pressure in between 5 PSI to 20 PSI. Also equipped with Low Water Cut Off Device,Digital Temperature Controller with Digital Timer & Alarm at end of cycle, pressure control switch and vacuum drying option. ¦ Autoclave Triple Wall Vertical Hi - Pressure, Nut Locking with Digital Controller and vacuum drying feature. | 0 | /products/autoclaves/autoclave-vertical-triple-wall-with-steam-storage
Autoclaves | Autoclave Vertical Triple Wall with Steam Storage | AVTV-75 | capacity: 75 Litres ¦ size in inches mm: 16"x24" ¦ variants: Electrical | Autoclave Triple Wall Double Chamber. The Lid, Ring, Inner Chamber, Middle Chamber [304 grade material ] are made of Stainless Steel. The instrument is absolutely leak proof, Middle Chamber works as steam stock jacket. Equipped with Pressure Gauge, Safety Valve, Double Safety Valve, Steam Release Valve, Water Inlet, Water Outlet, Water Level Indicator, Rubber Gasket, S.S. Steel Legs for autoclave.The Autoclave can hold the pressure in between 5 PSI to 20 PSI. Also equipped with Low Water Cut Off Device,Digital Temperature Controller with Digital Timer & Alarm at end of cycle, pressure control switch and vacuum drying option. ¦ Autoclave Triple Wall Vertical Hi - Pressure, Nut Locking with Digital Controller and vacuum drying feature. | 0 | /products/autoclaves/autoclave-vertical-triple-wall-with-steam-storage
Autoclaves | Autoclave Vertical Triple Wall with Steam Storage | AVTV-95 | capacity: 95 Litres ¦ size in inches mm: 18"x24" ¦ variants: Electrical | Autoclave Triple Wall Double Chamber. The Lid, Ring, Inner Chamber, Middle Chamber [304 grade material ] are made of Stainless Steel. The instrument is absolutely leak proof, Middle Chamber works as steam stock jacket. Equipped with Pressure Gauge, Safety Valve, Double Safety Valve, Steam Release Valve, Water Inlet, Water Outlet, Water Level Indicator, Rubber Gasket, S.S. Steel Legs for autoclave.The Autoclave can hold the pressure in between 5 PSI to 20 PSI. Also equipped with Low Water Cut Off Device,Digital Temperature Controller with Digital Timer & Alarm at end of cycle, pressure control switch and vacuum drying option. ¦ Autoclave Triple Wall Vertical Hi - Pressure, Nut Locking with Digital Controller and vacuum drying feature. | 0 | /products/autoclaves/autoclave-vertical-triple-wall-with-steam-storage
Autoclaves | Autoclave Vertical Triple wall SS Radial Locking with Digital controller | AVTR-100 | Capacity: 100 Litres ¦ Size: 18"x24" ¦ Variants: Electrical ¦ size in inches mm: 18"x24" | Autoclave Triple Wall Double Chamber. The Inner Chamber, Middle Chamber and Outer Wall are made of Stainless Steel 304 grade, Ring & Lid are made of Stainless Steel 304 grade, tightened by radial arms through a steering wheel made of Chrome plated Mild Steel/Stainless Steel. The instrument is absolutely leak proof. Equipped with Pressure Gauge, Safety Valve, Double Safety Valve, Steam Release Valve, Rubber Gasket, Water Inlet, Water Outlet, Water Level Indicator, Stainless Steel Legs for autoclave. Equipped with Digital temperature controller, Digital timer , alarm and low water level cut off device. ¦ Autoclave Vertical Triple wall SS Radial Locking with Digital controller | 0 | /products/autoclaves/autoclave-vertical-triple-wall-ss-radial-locking-with-digital-controller
Autoclaves | Autoclave Vertical Triple wall SS Radial Locking with Digital controller | AVTR-180 | Capacity: 180 Litres ¦ Size: 22"x30" ¦ Variants: Electrical ¦ size in inches mm: 22"x30" | Autoclave Triple Wall Double Chamber. The Inner Chamber, Middle Chamber and Outer Wall are made of Stainless Steel 304 grade, Ring & Lid are made of Stainless Steel 304 grade, tightened by radial arms through a steering wheel made of Chrome plated Mild Steel/Stainless Steel. The instrument is absolutely leak proof. Equipped with Pressure Gauge, Safety Valve, Double Safety Valve, Steam Release Valve, Rubber Gasket, Water Inlet, Water Outlet, Water Level Indicator, Stainless Steel Legs for autoclave. Equipped with Digital temperature controller, Digital timer , alarm and low water level cut off device. ¦ Autoclave Vertical Triple wall SS Radial Locking with Digital controller | 0 | /products/autoclaves/autoclave-vertical-triple-wall-ss-radial-locking-with-digital-controller
Autoclaves | Autoclave Vertical Triple wall SS Radial Locking with Digital controller | AVTR-40 | Capacity: 40 Litres ¦ Size: 12"x22" ¦ Variants: Electrical ¦ 1: 13 ¦ size in inches mm: 12"x22" | Autoclave Triple Wall Double Chamber. The Inner Chamber, Middle Chamber and Outer Wall are made of Stainless Steel 304 grade, Ring & Lid are made of Stainless Steel 304 grade, tightened by radial arms through a steering wheel made of Chrome plated Mild Steel/Stainless Steel. The instrument is absolutely leak proof. Equipped with Pressure Gauge, Safety Valve, Double Safety Valve, Steam Release Valve, Rubber Gasket, Water Inlet, Water Outlet, Water Level Indicator, Stainless Steel Legs for autoclave. Equipped with Digital temperature controller, Digital timer , alarm and low water level cut off device. ¦ Autoclave Vertical Triple wall SS Radial Locking with Digital controller | 1 | /products/autoclaves/autoclave-vertical-triple-wall-ss-radial-locking-with-digital-controller
Autoclaves | Autoclave Vertical Triple wall SS Radial Locking with Digital controller | AVTR-52 | Capacity: 52 Litres ¦ Size: 14"x22" ¦ Variants: Electrical ¦ size in inches mm: 14"x22" | Autoclave Triple Wall Double Chamber. The Inner Chamber, Middle Chamber and Outer Wall are made of Stainless Steel 304 grade, Ring & Lid are made of Stainless Steel 304 grade, tightened by radial arms through a steering wheel made of Chrome plated Mild Steel/Stainless Steel. The instrument is absolutely leak proof. Equipped with Pressure Gauge, Safety Valve, Double Safety Valve, Steam Release Valve, Rubber Gasket, Water Inlet, Water Outlet, Water Level Indicator, Stainless Steel Legs for autoclave. Equipped with Digital temperature controller, Digital timer , alarm and low water level cut off device. ¦ Autoclave Vertical Triple wall SS Radial Locking with Digital controller | 0 | /products/autoclaves/autoclave-vertical-triple-wall-ss-radial-locking-with-digital-controller
Autoclaves | Autoclave Vertical Triple wall SS Radial Locking with Digital controller | AVTR-60 | Capacity: 60 Litres ¦ Size: 14"x25" ¦ Variants: Electrical ¦ size in inches mm: 14"x25" | Autoclave Triple Wall Double Chamber. The Inner Chamber, Middle Chamber and Outer Wall are made of Stainless Steel 304 grade, Ring & Lid are made of Stainless Steel 304 grade, tightened by radial arms through a steering wheel made of Chrome plated Mild Steel/Stainless Steel. The instrument is absolutely leak proof. Equipped with Pressure Gauge, Safety Valve, Double Safety Valve, Steam Release Valve, Rubber Gasket, Water Inlet, Water Outlet, Water Level Indicator, Stainless Steel Legs for autoclave. Equipped with Digital temperature controller, Digital timer , alarm and low water level cut off device. ¦ Autoclave Vertical Triple wall SS Radial Locking with Digital controller | 0 | /products/autoclaves/autoclave-vertical-triple-wall-ss-radial-locking-with-digital-controller
Autoclaves | Autoclave Vertical Triple wall SS Radial Locking with Digital controller | AVTR-78 | Capacity: 78 Litres ¦ Size: 16"x24" ¦ Variants: Electrical ¦ size in inches mm: 16"x24" | Autoclave Triple Wall Double Chamber. The Inner Chamber, Middle Chamber and Outer Wall are made of Stainless Steel 304 grade, Ring & Lid are made of Stainless Steel 304 grade, tightened by radial arms through a steering wheel made of Chrome plated Mild Steel/Stainless Steel. The instrument is absolutely leak proof. Equipped with Pressure Gauge, Safety Valve, Double Safety Valve, Steam Release Valve, Rubber Gasket, Water Inlet, Water Outlet, Water Level Indicator, Stainless Steel Legs for autoclave. Equipped with Digital temperature controller, Digital timer , alarm and low water level cut off device. ¦ Autoclave Vertical Triple wall SS Radial Locking with Digital controller | 0 | /products/autoclaves/autoclave-vertical-triple-wall-ss-radial-locking-with-digital-controller
Autoclaves | Autoclave Vertival Triple Wall Radial locking with Steam storage. | AVTRV-100 | Capacity: 100 Litres ¦ Size: 18"x24" ¦ Variants: Electrical ¦ size in inches mm: 18"x24" | Autoclave Triple Wall Double Chamber. The Inner Chamber, Middle Jacket are made of s/s 304 grade. Outer Wall are made of Stainless Steel.Ring & Lid are made of Stainless Steel 304 grade, tightened by radial arms through a steering wheel made of Chrome plated Mild Steel/Stainless Steel. The instrument is absolutely leak proof. Can stock the steam inside the Jacket for second sterilization. Equipped with Pressure Gauge, Safety Valve, Double Safety Valve, Steam Release Valve, Rubber Gasket, Water Inlet, Water Outlet, Water Level Indicator, Steam Trap Valve and Stainless Steel Legs for autoclave.The Autoclave can hold the pressure in between 5 PSI to 20 PSI. Additional Controls like Pressure Control Switch, Low Water Cut Off Device,Digital Temperature Controller with Digital Timer & Alarm.Also equipped with pressure control switch and vacuum drying option. ¦ Autoclave Vertival Triple Wall Radial locking with Steam storage. | 0 | /products/autoclaves/autoclave-vertival-triple-wall-radial-locking-with-steam-storage
Autoclaves | Autoclave Vertival Triple Wall Radial locking with Steam storage. | AVTRV-180 | Capacity: 180 Litres ¦ Size: 22"x30" ¦ Variants: Electrical ¦ size in inches mm: 22"x30" | Autoclave Triple Wall Double Chamber. The Inner Chamber, Middle Jacket are made of s/s 304 grade. Outer Wall are made of Stainless Steel.Ring & Lid are made of Stainless Steel 304 grade, tightened by radial arms through a steering wheel made of Chrome plated Mild Steel/Stainless Steel. The instrument is absolutely leak proof. Can stock the steam inside the Jacket for second sterilization. Equipped with Pressure Gauge, Safety Valve, Double Safety Valve, Steam Release Valve, Rubber Gasket, Water Inlet, Water Outlet, Water Level Indicator, Steam Trap Valve and Stainless Steel Legs for autoclave.The Autoclave can hold the pressure in between 5 PSI to 20 PSI. Additional Controls like Pressure Control Switch, Low Water Cut Off Device,Digital Temperature Controller with Digital Timer & Alarm.Also equipped with pressure control switch and vacuum drying option. ¦ Autoclave Vertival Triple Wall Radial locking with Steam storage. | 0 | /products/autoclaves/autoclave-vertival-triple-wall-radial-locking-with-steam-storage
Autoclaves | Autoclave Vertival Triple Wall Radial locking with Steam storage. | AVTRV-40 | Capacity: 40 Litres ¦ Size: 12"x22" ¦ Variants: Electrical ¦ 1: 14 ¦ size in inches mm: 12"x22" | Autoclave Triple Wall Double Chamber. The Inner Chamber, Middle Jacket are made of s/s 304 grade. Outer Wall are made of Stainless Steel.Ring & Lid are made of Stainless Steel 304 grade, tightened by radial arms through a steering wheel made of Chrome plated Mild Steel/Stainless Steel. The instrument is absolutely leak proof. Can stock the steam inside the Jacket for second sterilization. Equipped with Pressure Gauge, Safety Valve, Double Safety Valve, Steam Release Valve, Rubber Gasket, Water Inlet, Water Outlet, Water Level Indicator, Steam Trap Valve and Stainless Steel Legs for autoclave.The Autoclave can hold the pressure in between 5 PSI to 20 PSI. Additional Controls like Pressure Control Switch, Low Water Cut Off Device,Digital Temperature Controller with Digital Timer & Alarm.Also equipped with pressure control switch and vacuum drying option. ¦ Autoclave Vertival Triple Wall Radial locking with Steam storage. | 1 | /products/autoclaves/autoclave-vertival-triple-wall-radial-locking-with-steam-storage
Autoclaves | Autoclave Vertival Triple Wall Radial locking with Steam storage. | AVTRV-60 | Capacity: 60 Litres ¦ Size: 14"x25" ¦ Variants: Electrical ¦ size in inches mm: 14"x25" | Autoclave Triple Wall Double Chamber. The Inner Chamber, Middle Jacket are made of s/s 304 grade. Outer Wall are made of Stainless Steel.Ring & Lid are made of Stainless Steel 304 grade, tightened by radial arms through a steering wheel made of Chrome plated Mild Steel/Stainless Steel. The instrument is absolutely leak proof. Can stock the steam inside the Jacket for second sterilization. Equipped with Pressure Gauge, Safety Valve, Double Safety Valve, Steam Release Valve, Rubber Gasket, Water Inlet, Water Outlet, Water Level Indicator, Steam Trap Valve and Stainless Steel Legs for autoclave.The Autoclave can hold the pressure in between 5 PSI to 20 PSI. Additional Controls like Pressure Control Switch, Low Water Cut Off Device,Digital Temperature Controller with Digital Timer & Alarm.Also equipped with pressure control switch and vacuum drying option. ¦ Autoclave Vertival Triple Wall Radial locking with Steam storage. | 0 | /products/autoclaves/autoclave-vertival-triple-wall-radial-locking-with-steam-storage
Autoclaves | Autoclave Vertival Triple Wall Radial locking with Steam storage. | AVTRV-78 | Capacity: 78 Litres ¦ Size: 16"x24" ¦ Variants: Electrical ¦ size in inches mm: 16"x24" | Autoclave Triple Wall Double Chamber. The Inner Chamber, Middle Jacket are made of s/s 304 grade. Outer Wall are made of Stainless Steel.Ring & Lid are made of Stainless Steel 304 grade, tightened by radial arms through a steering wheel made of Chrome plated Mild Steel/Stainless Steel. The instrument is absolutely leak proof. Can stock the steam inside the Jacket for second sterilization. Equipped with Pressure Gauge, Safety Valve, Double Safety Valve, Steam Release Valve, Rubber Gasket, Water Inlet, Water Outlet, Water Level Indicator, Steam Trap Valve and Stainless Steel Legs for autoclave.The Autoclave can hold the pressure in between 5 PSI to 20 PSI. Additional Controls like Pressure Control Switch, Low Water Cut Off Device,Digital Temperature Controller with Digital Timer & Alarm.Also equipped with pressure control switch and vacuum drying option. ¦ Autoclave Vertival Triple Wall Radial locking with Steam storage. | 0 | /products/autoclaves/autoclave-vertival-triple-wall-radial-locking-with-steam-storage
Autoclaves | Autoclave with Timer | AAPT-10 | Capacity: 10 Litres ¦ Size: 9"x11" ¦ Variants: Electrical ¦ size in inches mm: 9"x11" | Autoclave Seamless construction ensure bacteria free Environment. The unit is made of aluminium powder coated with timer. Timer can be set manually. Autoclave shuts off automatically after completing the set time. ¦ Autoclave with Timer | 0 | /products/autoclaves/autoclave-with-timer
Autoclaves | Autoclave with Timer | AAPT-12 | Capacity: 12 Litres ¦ Size: 91/2"x12" ¦ Variants: Electrical ¦ size in inches mm: 91/2"x12" | Autoclave Seamless construction ensure bacteria free Environment. The unit is made of aluminium powder coated with timer. Timer can be set manually. Autoclave shuts off automatically after completing the set time. ¦ Autoclave with Timer | 0 | /products/autoclaves/autoclave-with-timer
Autoclaves | Autoclave with Timer | AAPT-21 | Capacity: 21 Litres ¦ Size: 12"x12" ¦ Variants: Electrical ¦ size in inches mm: 12"x12" | Autoclave Seamless construction ensure bacteria free Environment. The unit is made of aluminium powder coated with timer. Timer can be set manually. Autoclave shuts off automatically after completing the set time. ¦ Autoclave with Timer | 0 | /products/autoclaves/autoclave-with-timer
Autoclaves | Autoclave with Timer | AAPT-9 | Capacity: 9Litres ¦ Size: 9"x9" ¦ Variants: Electrical ¦ 1: 15 ¦ size in inches mm: 9"x9" | Autoclave Seamless construction ensure bacteria free Environment. The unit is made of aluminium powder coated with timer. Timer can be set manually. Autoclave shuts off automatically after completing the set time. ¦ Autoclave with Timer | 1 | /products/autoclaves/autoclave-with-timer
Autoclaves | Cylindrical Horizontal Autoclave Double Wall (Semi Automatic) | AHDC-60 | Capacity: 60 Litres ¦ Size: 14"x25" ¦ Variants: Electrical |  | 0 | /products/autoclaves/cylindrical-horizontal-autoclave-double-wall-semi-automatic
Autoclaves | Cylindrical Horizontal Autoclave Triple Wall, Automatic Sterilization cycle with automatic steam transfer Jacket to Chamber Automatic exhaust & vacuum | AHC-160 | Capacity: 160 Litres ¦ Size: 18"X38" ¦ Variants: Electrical |  | 0 | /products/autoclaves/cylindrical-horizontal-autoclave-triple-wall-automatic-sterilization-cycle-with-automatic-steam-transfer-jacket-to-chamber-automatic-exhaust-vacuum
Autoclaves | Cylindrical Horizontal Autoclave Triple Wall, Automatic Sterilization cycle with automatic steam transfer Jacket to Chamber Automatic exhaust & vacuum | AHC-200 | Capacity: 200 Litres ¦ Size: 18"X50" ¦ Variants: Electrical |  | 0 | /products/autoclaves/cylindrical-horizontal-autoclave-triple-wall-automatic-sterilization-cycle-with-automatic-steam-transfer-jacket-to-chamber-automatic-exhaust-vacuum
Autoclaves | Table top front loading Autoclave ( N Class ) | AFL-12N | Capacity: 12 Litres ¦ Variants: Electrical | . ¦ Autoclave with Timer | 0 | /products/autoclaves/table-top-front-loading-autoclave-n-class
Autoclaves | Table top front loading Autoclave ( N Class ) | AFL-16N | Capacity: 16 Litres ¦ Variants: Electrical | Lower Heater power required and upto 30%-50% power saving over traditional autoclaves. ¦ Autoclave with Timer | 0 | /products/autoclaves/table-top-front-loading-autoclave-n-class
Autoclaves | Table top front loading Autoclave ( N Class ) | AFL-21N | Capacity: 21 Litres ¦ Variants: Electrical | With Thermal purging cycles in start to ensure that air present in the chamber is removed before before sterilization. ¦ Autoclave with Timer ¦ Front Door and panel is made of heat resistance plastic and the top cover is made of stainless Steel. | 0 | /products/autoclaves/table-top-front-loading-autoclave-n-class
Autoclaves | Table top front loading Autoclave. (B Class with vacuum and dry cycle) | AFL-12B | Capacity: 12 Litres ¦ Variants: Electrical ¦ 1: 16 | Lower Heater power required and upto 30%-50% power saving over traditional autoclaves. ¦ Autoclave with Timer | 1 | /products/autoclaves/table-top-front-loading-autoclave-b-class-with-vacuum-and-dry-cycle
Autoclaves | Table top front loading Autoclave. (B Class with vacuum and dry cycle) | AFL-16B | Capacity: 16 Litres ¦ Variants: Electrical | Vacuum pump fitted inside the autoclave to allow pre & Post sterilization vacuum cycle inside the chamber as per the International standards. ¦ Autoclave with Timer | 0 | /products/autoclaves/table-top-front-loading-autoclave-b-class-with-vacuum-and-dry-cycle
Autoclaves | Table top front loading Autoclave. (B Class with vacuum and dry cycle) | AFL-21B | Capacity: 21 Litres ¦ Variants: Electrical | Total of 6 Vacuum Cycles with 16 MIN STERILIZATION 16 MIN DRY CYCLE. ¦ Autoclave with Timer ¦ With Digital Display of all the operations is sequence and Timer & Temperature. | 0 | /products/autoclaves/table-top-front-loading-autoclave-b-class-with-vacuum-and-dry-cycle
Autoclaves | Triple Wall Vertical Hi-Pressure Nut Locking | AVT-100D | Capacity: 100 Litres ¦ Size: 18"x24" ¦ Variants: Electrical |  | 0 | /products/autoclaves/triple-wall-vertical-hi-pressure-nut-locking
Autoclaves | Triple Wall Vertical Hi-Pressure Nut Locking | AVT-180D | Capacity: 180 Litres ¦ Size: 22"x30" ¦ Variants: Electrical |  | 0 | /products/autoclaves/triple-wall-vertical-hi-pressure-nut-locking
Autoclaves | Triple Wall Vertical Hi-Pressure Nut Steam Storage & Vacuum Drying Feature | AVTV-100 | Capacity: 100 Litres ¦ Size: 18"x24" ¦ Variants: Electrical |  | 0 | /products/autoclaves/triple-wall-vertical-hi-pressure-nut-steam-storage-vacuum-drying-feature
Autoclaves | Triple Wall Vertical Hi-Pressure Nut Steam Storage & Vacuum Drying Feature | AVTV-78 | Capacity: 78 Litres ¦ Size: 16"x24" ¦ Variants: Electrical |  | 0 | /products/autoclaves/triple-wall-vertical-hi-pressure-nut-steam-storage-vacuum-drying-feature
Autoclaves | Vertical Autoclave Radial Locking Double Wall | AVDR-150 | Capacity: 150 Litres ¦ Size: 20" x 30" ¦ Variants: Electrical |  | 0 | /products/autoclaves/vertical-autoclave-radial-locking-double-wall
Fumigators and Foggers | Multipurpose Fumigator | FUM-150 | Capacity: ISI-1.5 ltr ¦ capacity: 1.5 ltr | Act As: Disinfector ¦ Multipurpose Fumigator | 1 | /products/fumigators-foggers/multipurpose-fumigator
Fumigators and Foggers | Multipurpose Fumigator | FUM-300 | Capacity: ISI-3 ltr ¦ capacity: 3 ltr | Humidifer, Clematises ,Insect Repellant Sprayer,Atomizer ¦ Multipurpose Fumigator | 0 | /products/fumigators-foggers/multipurpose-fumigator
Fumigators and Foggers | Multipurpose Fumigator | FUM-500 | Capacity: ISI- 5 ltr ¦ capacity: 5 ltr | Description ¦ Multipurpose Fumigator | 0 | /products/fumigators-foggers/multipurpose-fumigator
Fumigators and Foggers | Multipurpose Fumigator | FUM-650 | Capacity: ISI 6.5 ltr ¦ capacity: 6.5 ltr | Simple and Economic in Operation: ¦ Multipurpose Fumigator ¦ So easy to use, Our Multipurpose fumgitor can be efficently operated even by a ward boy,In addition no heat or catalyst is needed to spray the aerosol mist. So no extra expenses are incurred. And no separated arrangement is required for humidity. Ideal temperature in the area to be disinfected should be between 24°C to 38°C | 1 | /products/fumigators-foggers/multipurpose-fumigator
Fumigators and Foggers | ULV Micro Fogger | ULV-500 | Capacity: 5 ltr | ULV Micro Fogger ¦ Micro Fogger provides excellent control of froplet size, even for near-invisible 7-10 micron droplets needed by concentrated ULV chemicals. The Micro Fogger can treat 2,000-4,000 cubic feet per minute, reducing application time and large deoplets, the Micro fogger is just as effective.it can deliver up to 150m/min in a mist of large (30 micron) droplets used in humidification, dust abatement and sanitizing work. the advance Micro Fogger can apply either oil-or water based chemicals.and it's easy to calibrate when changing liquids. ¦ Features: | 1 | /products/fumigators-foggers/ulv-micro-fogger
Hospital Furniture | Blood Chair | BTC-1 | Size: Blood Chair ¦ s no: 26 | Specification ¦ Dimensions ¦ Length: 1800mm | 1 | /products/hospital-furniture/blood-chair
Hospital Furniture | C-ARM Compatible Electric Operation Table | OTEC-1 | Size: C-ARM Compatible Electric Operation Table |  | 1 | /products/hospital-furniture/c-arm-compatible-electric-operation-table
Hospital Furniture | C-ARM Compatible Electro manual Operation Table | OTEMC-1 | Size: C-ARM Compatible Electro manual Operation Table |  | 1 | /products/hospital-furniture/c-arm-compatible-electro-manual-operation-table
Hospital Furniture | C-ARM Compatible Hydraulic Operation Table | OTHC-1 | Size: C-ARM Compatible Hydraulic Operation Table ¦ s no: 36 | C-ARM O.T. Table is suitable for all kind of surgeries i.e. general surgery, vascular surgery, cardio, neurology urology, ¦ gynecology, proctology, laparoscopy, traumatic surgery, Plastic sugery and other. The base & column of the table is made ¦ of high quality medicalstainless steel (grade-304)Non -reflecting Surface, antibacterial & easy to clean. | 1 | /products/hospital-furniture/c-arm-compatible-hydraulic-operation-table
Hospital Furniture | C-ARM Compatible Semi electric Operation Table | OTSEC-1 | Size: C-ARM Compatible Semi electric Operation Table |  | 1 | /products/hospital-furniture/c-arm-compatible-semi-electric-operation-table
Hospital Furniture | Delivery Table Mechanical | DTM-1 | Size: Delivery Table Mechanical ¦ s no: 32 | Approx. dimensions: 72" X 27" X 30" ¦ Tubular frame work mounted on PVC stumps ¦ Stainless steel top in three sections | 1 | /products/hospital-furniture/delivery-table-mechanical
Hospital Furniture | Dialysis Chair | DC-1 | s no: 27 | Castor wheels with locks for effortless manual shifting and parking at convenient locations ¦ High density cushion seating for firm supporting of patient. ¦ Foldable Handrest for easy patient entry and exit. | 0 | /products/hospital-furniture/dialysis-chair
Hospital Furniture | Examination Couch | EC-1 | Size: Examination Couch ¦ s no: 28 | Back section adjustable to 75 degree ¦ Powder coated steel frame, firm and anti-rust ¦ With a shelf to assemble non woven, easy to clean and more anti-infection | 1 | /products/hospital-furniture/examination-couch
Hospital Furniture | Examination Couch | EC-1D | Size: Examination Couch ¦ s no: 29 | Overall approx. dimension : 1800 X 500 X 810 mm ¦ Construction made from mild steel CRCA tubes and sheets ¦ Two section mild steel CRCA sheet top | 1 | /products/hospital-furniture/examination-couch
Hospital Furniture | Four Section Mattress for Fowler / I.C.U. Beds | CR-1 | Size: Four Section Mattress for Fowler / I.C.U. Beds ¦ s no: 19 | Descripiton ¦ ABS Railing Collapsible Railing | 2 | /products/hospital-furniture/four-section-mattress-for-fowler-i-c-u-beds
Hospital Furniture | Fowler Bed Electric | HFBE-1 | s no: 9 | Description ¦ Advance linear actuator system (02 pcs Motor, ¦ 01PC Control box, 01 pc Handset | 0 | /products/hospital-furniture/fowler-bed-electric
Hospital Furniture | Gynaec Examination Table | EC-1G | Size: Gynaec Examination Table ¦ s no: 30 | Overall approx. dimension : 1800 x 500 x 810 ¦ Construction made from mild steel CRCA tubes and sheets ¦ Two section mild steel CRCA Sheet top | 1 | /products/hospital-furniture/gynaec-examination-table
Hospital Furniture | Gynecological Couch | GC-1 | Size: Gynecological Couch ¦ s no: 25 | Made in 3 sections with independent controls and trendelenburg position ¦ Adjustable back rest and leg section with mechanism to varying positions capable of tilting for obstetric and gynecological use ¦ Size of assembled table : approx. 1800L x 550W x 800H mm | 1 | /products/hospital-furniture/gynecological-couch
Hospital Furniture | Hospital Bed (STANDARD) | HPB-1 | Size: Hospital Bed (STANDARD) ¦ s no: 12 | Description ¦ Mild steel tubular Head and Foot Bows of unequal ¦ hight with vertical tube support | 1 | /products/hospital-furniture/hospital-bed-standard
Hospital Furniture | Hospital Fowler Bed | HFB-1 | Size: Hospital Fowler Bed ¦ s no: 10 | Description ¦ Mild steel tubula Head and Foot Bows of unequal height ¦ with Vertical tube support | 2 | /products/hospital-furniture/hospital-fowler-bed
Hospital Furniture | Hospital Fowler Bed Mechanical | HFBM-1 | s no: 8 | Description ¦ Two pieces individual detachable collapsible side-rails ¦ ABS moulded Head and Foot Panel | 0 | /products/hospital-furniture/hospital-fowler-bed-mechanical
Hospital Furniture | Hospital Semi Fowler Bed | HSFB-1 | Size: Hospital Semi Fowler Bed ¦ s no: 11 | Description ¦ ABS moulded Head and Foot Panel with locking and corner bufffer ¦ Frame work made up of M.S.tubes | 1 | /products/hospital-furniture/hospital-semi-fowler-bed
Hospital Furniture | Hydraulic Operation Table Side End Control | OTH-1 | Size: Hydraulic Operation Table Side End Control ¦ s no: 35 | Solid base mounted on castors capable of moving on a smooth ¦ cemented floor and with locking device too giving rigidity to the table ¦ Foot rails and toe space on the base for surgeons the table top in five | 1 | /products/hospital-furniture/hydraulic-operation-table-side-end-control
Hospital Furniture | Hydraulic Surgical Operating Table | OTH-1SS | s no: 38 | Deluxe OT Table is suitable for all kind of surgeries,i.e. general surgery neurology , urolology, gynecology , laparoscopy and other. The base & column of the table is made of high quality medical stainless steel (grade - 304) Non-reflecting surface , antibacterial & easy to clean. provide with Height adjustment,Lateral Tilts, Trendeleburg, and Flex -Reflex Chair Position & Kidney Bridge Position. ¦ Specification ¦ Length of Table : | 0 | /products/hospital-furniture/hydraulic-surgical-operating-table
Hospital Furniture | ICU Bed Electric | ICUE-1 | s no: 1 ¦ product size in l x w x h: 2090L x 900W x 550-800H mm | Description ¦ Advance linear actuator system (04pcs Moter,01pcs Control ¦ box, 01pc Handset,01pc Nurse Control System(ACP) | 0 | /products/hospital-furniture/icu-bed-electric
Hospital Furniture | ICU Bed Electric | ICUE-2 | Size: ICU Bed Electric with mattress ¦ s no: 2 ¦ product size in l x w x h: 2090L x 900W x 550-800H mm | Description ¦ Advance linear actuator system (04pcs Moter,01pcs Control ¦ box, 01pc Handset,01pc Nurse Control System(ACP) | 1 | /products/hospital-furniture/icu-bed-electric
Hospital Furniture | ICU Bed Electric | ICUE-3 | Size: ICU Bed Electric with mattress ¦ s no: 3 ¦ product size in l x w x h: 2090L x 900W x 550-800H mm | Description ¦ Advance linear actuator system (04pcs Moter,01pcs Control ¦ box, 01pc Handset,01pc Nurse Control System(ACP) | 1 | /products/hospital-furniture/icu-bed-electric
Hospital Furniture | ICU Bed Electric | ICUE-4 | Size: ICU Bed Electric with mattress ¦ s no: 4 ¦ product size in l x w x h: 2090L x 900W x 550-800H mm | Description ¦ Advance linear actuator system (04pcs Moter,01pcs Control ¦ box, 01pc Handset, | 2 | /products/hospital-furniture/icu-bed-electric
Hospital Furniture | ICU Bed Electric | ICUE-5 | Size: ICU Bed Electric with mattress ¦ s no: 5 ¦ product size in l x w x h: 2090L x 900W x 550-800H mm | Description ¦ Advance linear actuator system (04pcs Moter,01pcs Control ¦ box, 01pc Handset, | 1 | /products/hospital-furniture/icu-bed-electric
Hospital Furniture | ICU Bed Mechanical | ICUM-1 | Size: ICU Bed Mechanical with mattress ¦ s no: 6 | Description ¦ Four pieces individual side-rails, ABS moulded ¦ Heavy ABS head and foot panel with locking | 1 | /products/hospital-furniture/icu-bed-mechanical
Hospital Furniture | ICU Bed Mechanical | ICUM-2 | Size: ICU Bed Mechanical with mattress ¦ s no: 7 | Description ¦ Two pieces individual detachable side-rails ¦ Collapsible side railing | 1 | /products/hospital-furniture/icu-bed-mechanical
Hospital Furniture | Labour Delivery Room Bed Electric | DBE-1 | Size: Labour Delivery Room Bed Electric ¦ s no: 21 | Overall size: 1880L x 660W x 600-800H mm ¦ Tubular frame work mounted on 125 mm dia central locking castors ¦ Three section top made up of Bakelite Sheet covered with 3 section mattress | 2 | /products/hospital-furniture/labour-delivery-room-bed-electric
Hospital Furniture | Labour Delivery Room Bed Hydraulic | DBH-1 | s no: 20 | Overall Size : 1880L x 660W x 600 - 800H mm ¦ Tubular frame work mounted on 125 mm dia central locking castors ¦ Three section top made up of Bakelite Sheet with 3 section mattress | 0 | /products/hospital-furniture/labour-delivery-room-bed-hydraulic
Hospital Furniture | Labour Table | LT-1SS | Size: Labour Table ¦ s no: 24 | Overall approx. size : 72" x 27" x 3O" ¦ Frame work made up of S.S. tube ¦ Legs fitted with PVC stumps | 1 | /products/hospital-furniture/labour-table
Hospital Furniture | MS Obstetric Labour Table | ODTT-1MS | Size: Obsteric Labour Table Telescopic Adjustable Height ¦ s no: 23 | Approx. dimensions: 72"L x 27"W x 24"- 32"H ¦ Tubular frame work mounted on swiveling castors ¦ Bakelite sheet top in three sections with 3 section mattress | 1 | /products/hospital-furniture/ms-obstetric-labour-table
Hospital Furniture | Mattress For Hospital Beds | A. MPB-1 |  | 10 cms thick, 32/40 density foam mattress | 0 | /products/hospital-furniture/mattress-for-hospital-beds
Hospital Furniture | Mattress For Hospital Beds | B. MSB-1 |  | Covered with rexine closed with zip at one end. | 0 | /products/hospital-furniture/mattress-for-hospital-beds
Hospital Furniture | Mattress For Hospital Beds | C. MFB-1 |  |  | 0 | /products/hospital-furniture/mattress-for-hospital-beds
Hospital Furniture | Mattress for Plain Bed | MPB-1 | Size: Matterss for Plain Bed ¦ s no: 17 | Description | 1 | /products/hospital-furniture/mattress-for-plain-bed
Hospital Furniture | Motorized Backrest/Recliner Bed | RBE-1 | Size: Motorized Backrest/Recliner Bed ¦ s no: 16 | Description ¦ Headrest adjustable upto 75° ¦ Can be used on the existing bed without any modification just plug & play | 1 | /products/hospital-furniture/motorized-backrest-recliner-bed
Hospital Furniture | Operation Table | OTT | Size: Operation Table |  | 1 | /products/hospital-furniture/operation-table
Hospital Furniture | Operation Table | OTT-1M | s no: 31 | Easy installation ¦ Accurate dimensions ¦ Optimum performance | 0 | /products/hospital-furniture/operation-table
Hospital Furniture | Patient's OPD Couch | AB-1 | Size: Patient's OPD Couch ¦ s no: 13 | Description ¦ Overall size: 1800L x 600W x 460H mm ¦ Framework made up of Rectangular/Square M.S. tubes | 1 | /products/hospital-furniture/patient-s-opd-couch
Hospital Furniture | Patient's OPD Couch/Chair | OPDC-1 | Size: Patient's OPD Couch/Chair ¦ s no: 14 | Description ¦ Overall size: 190L x 62W x 58H cms ¦ Framework made up of Rectangular M.S. tubes | 1 | /products/hospital-furniture/patient-s-opd-couch-chair
Hospital Furniture | Pediatric Bed | PDB-1 | Size: Pediatric Bed ¦ s no: 15 | Description ¦ Tubular Head and foot Bows of unequal height with vertical tube support ¦ Frame work made up to M.S. tubes | 1 | /products/hospital-furniture/pediatric-bed
Hospital Furniture | Spica Table | WJ-1 | Size: Spica Table ¦ s no: 33 | Tubular frame work on castors ¦ Exceptionally fine surgical table ¦ With facility of height adjustment by crank mechanism | 1 | /products/hospital-furniture/spica-table
Hospital Furniture | Surgeon Chair | SC-1 | s no: 22 | Cushioned seat and back ¦ Pneumatic height adjustable ¦ Height adjustable and swinging back rest | 0 | /products/hospital-furniture/surgeon-chair
Hospital Furniture | Two Section Mattress For Semi-Fowler Bed | TRAP-1 | Size: Two Section Mattress For Semi-Folwer Bed ¦ s no: 18 | Descripiton ¦ Telescopic Rod add on ABS Head and Foot panel | 1 | /products/hospital-furniture/two-section-mattress-for-semi-fowler-bed
Hospital Furniture | Two-Parts Obstetric Delivery Bed | ODB-1 | s no: 22 | Height adjustable by a pair of knee crutches ¦ Approx. dimensions: 72" L X 30" W X 30" H ¦ Tubular frame work made in two sections | 0 | /products/hospital-furniture/two-parts-obstetric-delivery-bed
Hospital Furniture | Waiting Area Chair | WAC-1 | s no: 23 | Perforated sheet ¦ Galvanized arm rest ¦ Chrome plated finish | 0 | /products/hospital-furniture/waiting-area-chair
Hospital Furniture | Wheelchair Fix/ Folding | WC-1F | s no: 24 | Folding wheelchair: 600 X 790 X 870 mm ¦ Folding wheelchair with cushion: 600 X 790 X 870 mm ¦ Sturdy structures | 0 | /products/hospital-furniture/wheelchair-fix-folding
Hospital Furniture | wheels, abs panel, railing, IV Pole | HSFBE-1 | Size: Hospital Semi Fowler Bed Plain |  | 1 | /products/hospital-furniture/wheels-abs-panel-railing-iv-pole
Hospital Hollowares | Baby Tray (SS) | BT-1620 | Size: 16" x 20" x 3" |  | 0 | /products/hospital-hollowares/baby-tray-ss
Hospital Hollowares | Baby Tray (SS) | BT-1812 | Size: 18" x 12" x 3" ¦ product size in inches: 18" x 12" x 3" | Baby Tray | 2 | /products/hospital-hollowares/baby-tray-ss
Hospital Hollowares | Bed Pan Female Seamless welded with cover | BPSL-FWC | Size: Bed Pan Female Seamless welded with cover ¦ product size in inches: Bed Pan Female Seamless welded with cover | Bed Pan Female Seamless welded with cover | 1 | /products/hospital-hollowares/bed-pan-female-seamless-welded-with-cover
Hospital Hollowares | Bed Pan Female Seamless welded without cover | BPSL-F | product size in inches: Bed Pan Female Seamless welded without cover | Bed Pan Female Seamless welded without cover | 0 | /products/hospital-hollowares/bed-pan-female-seamless-welded-without-cover
Hospital Hollowares | Bed Pan Female with cover | BP-FWC | Size: Bed Pan Female with cover ¦ product size in inches: Bed Pan Female with cover | Bed Pan Female with cover | 1 | /products/hospital-hollowares/bed-pan-female-with-cover
Hospital Hollowares | Bed Pan Female without cover | BP-F | Size: Bed Pan Female without Cover ¦ product size in inches: Bed Pan Female without cover | Bed Pan Female without cover | 0 | /products/hospital-hollowares/bed-pan-female-without-cover
Hospital Hollowares | Bed Pan Male with cover | BP-MWC | Size: Bed Pan Male with Cover ¦ product size in inches: Bed Pan Male with cover | Bed Pan Male with cover | 0 | /products/hospital-hollowares/bed-pan-male-with-cover
Hospital Hollowares | Bed Pan Round with cover (s/s) | BP-R | Size: Bed Pan Round with cover |  | 1 | /products/hospital-hollowares/bed-pan-round-with-cover-s-s
Hospital Hollowares | Bowls (SS) | BL-10 | Size: 10 cm ¦ product size in inches: 10 cm | Bowls | 0 | /products/hospital-hollowares/bowls-ss
Hospital Hollowares | Bowls (SS) | BL-12 | Size: 12 cm ¦ product size in inches: 12 cm | Bowls | 1 | /products/hospital-hollowares/bowls-ss
Hospital Hollowares | Bowls (SS) | BL-15 | Size: 15 cm ¦ product size in inches: 15 cm | Bowls | 0 | /products/hospital-hollowares/bowls-ss
Hospital Hollowares | Bowls (SS) | BL-18 | Size: 18 cm ¦ product size in inches: 18 cm | Bowls | 0 | /products/hospital-hollowares/bowls-ss
Hospital Hollowares | Bowls (SS) | BL-20 | Size: 20 cm ¦ product size in inches: 20 cm | Bowls | 0 | /products/hospital-hollowares/bowls-ss
Hospital Hollowares | Bowls (SS) | BL-25 | Size: 25 cm ¦ product size in inches: 25CM | Bowls | 0 | /products/hospital-hollowares/bowls-ss
Hospital Hollowares | Bowls (SS) | BL-30 | Size: 30 cm ¦ product size in inches: 30CM | Bowls | 0 | /products/hospital-hollowares/bowls-ss
Hospital Hollowares | Bowls (SS) | BL-32 | Size: 32 cm ¦ product size in inches: 32CM | Bowls | 0 | /products/hospital-hollowares/bowls-ss
Hospital Hollowares | Bowls (SS) | BL-34 | Size: 34 cm ¦ product size in inches: 34CM | Bowls | 0 | /products/hospital-hollowares/bowls-ss
Hospital Hollowares | Bowls (SS) | BL-7.5 | Size: 7.5 cm ¦ product size in inches: 7.5 cm | Bowls | 0 | /products/hospital-hollowares/bowls-ss
Hospital Hollowares | Catheter Tray With Lid (SS) | CT-164 | Size: 16"x 4" ¦ product size in inches: 16"x 4" | Catheter Tray | 1 | /products/hospital-hollowares/catheter-tray-with-lid-ss
Hospital Hollowares | Catheter Tray With Lid (SS) | CT-83 | Size: 8" X 3" ¦ product size in inches: 8" X 3" | Catheter Tray | 0 | /products/hospital-hollowares/catheter-tray-with-lid-ss
Hospital Hollowares | Cidex Tray (SS) | CDXT-14 | Size: 14" x 5" x 5" ¦ product size in inches: 14" x 5" x 5" | Cidex Tray | 1 | /products/hospital-hollowares/cidex-tray-ss
Hospital Hollowares | Cidex Tray (SS) | CDXT-23 | Size: 23" x 5" x 5" ¦ product size in inches: 23" x 5" x 5" | Cidex Tray | 0 | /products/hospital-hollowares/cidex-tray-ss
Hospital Hollowares | Cidex Tray (SS) | CDXT-27 | Size: 27" x 5" x 5" ¦ product size in inches: 27" x 5" x 5" | Cidex Tray | 0 | /products/hospital-hollowares/cidex-tray-ss
Hospital Hollowares | Cidex Tray (SS) | CDXT-30 | Size: 30" x 6" x 5" ¦ product size in inches: 30" x 6" x 5" | Cidex Tray | 0 | /products/hospital-hollowares/cidex-tray-ss
Hospital Hollowares | Dressing Drums Jointed (SS) | DDJ-1118 | Size: 11" x 18" ¦ product size in inches: 11" x 18" | Dressing Drums | 0 | /products/hospital-hollowares/dressing-drums-jointed-ss
Hospital Hollowares | Dressing Drums Jointed (SS) | DDJ-115 | Size: 11" x 5" ¦ product size in inches: 11" x 5" | Dressing Drums | 0 | /products/hospital-hollowares/dressing-drums-jointed-ss
Hospital Hollowares | Dressing Drums Jointed (SS) | DDJ-119 | Size: 11" x 9' ¦ product size in inches: 11" x 9' | Dressing Drums | 0 | /products/hospital-hollowares/dressing-drums-jointed-ss
Hospital Hollowares | Dressing Drums Jointed (SS) | DDJ-1210 | Size: 12" x 10" ¦ product size in inches: 12" x 10" | Dressing Drums | 0 | /products/hospital-hollowares/dressing-drums-jointed-ss
Hospital Hollowares | Dressing Drums Jointed (SS) | DDJ-1212 | Size: 12" x 12" ¦ product size in inches: 12" x 12" | Dressing Drums | 0 | /products/hospital-hollowares/dressing-drums-jointed-ss
Hospital Hollowares | Dressing Drums Jointed (SS) | DDJ-129 | Size: 12" x 9" ¦ product size in inches: 12" x 9" | Dressing Drums | 0 | /products/hospital-hollowares/dressing-drums-jointed-ss
Hospital Hollowares | Dressing Drums Jointed (SS) | DDJ-1411 | Size: 14" x 11" ¦ product size in inches: 14" x 11" | Dressing Drums | 0 | /products/hospital-hollowares/dressing-drums-jointed-ss
Hospital Hollowares | Dressing Drums Jointed (SS) | DDJ-1412 | Size: 14" x 12" ¦ product size in inches: 14" x 12" | Dressing Drums | 0 | /products/hospital-hollowares/dressing-drums-jointed-ss
Hospital Hollowares | Dressing Drums Jointed (SS) | DDJ-145 | Size: 14" x 5" ¦ product size in inches: 14" x 5" | Dressing Drums | 0 | /products/hospital-hollowares/dressing-drums-jointed-ss
Hospital Hollowares | Dressing Drums Jointed (SS) | DDJ-149 | Size: 14" x 9" ¦ product size in inches: 14" x 9" | Dressing Drums | 0 | /products/hospital-hollowares/dressing-drums-jointed-ss
Hospital Hollowares | Dressing Drums Jointed (SS) | DDJ-1510 | Size: 15" x 10" ¦ product size in inches: 15" x 10" | Dressing Drums | 0 | /products/hospital-hollowares/dressing-drums-jointed-ss
Hospital Hollowares | Dressing Drums Jointed (SS) | DDJ-1512 | Size: 15" x 12" ¦ product size in inches: 15" x 12" | Dressing Drums | 0 | /products/hospital-hollowares/dressing-drums-jointed-ss
Hospital Hollowares | Dressing Drums Jointed (SS) | DDJ-1518 | Size: 15" x 18" ¦ product size in inches: 15" x 18" | Dressing Drums | 0 | /products/hospital-hollowares/dressing-drums-jointed-ss
Hospital Hollowares | Dressing Drums Jointed (SS) | DDJ-159 | Size: 15" x 9" ¦ product size in inches: 15" x 9" | Dressing Drums | 0 | /products/hospital-hollowares/dressing-drums-jointed-ss
Hospital Hollowares | Dressing Drums Jointed (SS) | DDJ-64 | Size: 6" x 4" ¦ product size in inches: 6" x 4" | Dressing Drums | 0 | /products/hospital-hollowares/dressing-drums-jointed-ss
Hospital Hollowares | Dressing Drums Jointed (SS) | DDJ-66 | Size: 6" x 6" ¦ product size in inches: 6" x 6" | Dressing Drums | 0 | /products/hospital-hollowares/dressing-drums-jointed-ss
Hospital Hollowares | Dressing Drums Jointed (SS) | DDJ-75 | Size: 7" x 5.5" ¦ product size in inches: 7" x 5.5" | Dressing Drums | 0 | /products/hospital-hollowares/dressing-drums-jointed-ss
Hospital Hollowares | Dressing Drums Jointed (SS) | DDJ-77 | Size: 7" x 7" ¦ product size in inches: 7" x 7" | Dressing Drums | 0 | /products/hospital-hollowares/dressing-drums-jointed-ss
Hospital Hollowares | Dressing Drums Jointed (SS) | DDJ-85 | Size: 8" x 5" ¦ product size in inches: 8" x 5" | Dressing Drums | 0 | /products/hospital-hollowares/dressing-drums-jointed-ss
Hospital Hollowares | Dressing Drums Jointed (SS) | DDJ-88 | Size: 8" x 8" ¦ product size in inches: 8" x 8" | Dressing Drums | 0 | /products/hospital-hollowares/dressing-drums-jointed-ss
Hospital Hollowares | Dressing Drums Jointed (SS) | DDJ-95 | Size: 9" x 5" ¦ product size in inches: 9" x 5" | Dressing Drums | 0 | /products/hospital-hollowares/dressing-drums-jointed-ss
Hospital Hollowares | Dressing Drums Jointed (SS) | DDJ-99 | Size: 9" x 9" ¦ product size in inches: 9" x 9" | Dressing Drums | 1 | /products/hospital-hollowares/dressing-drums-jointed-ss
Hospital Hollowares | Dressing Drums Jointed (SS) | DDJ1410 | Size: 14" x 10" ¦ product size in inches: 14" x 10" | Dressing Drums | 0 | /products/hospital-hollowares/dressing-drums-jointed-ss
Hospital Hollowares | Dressing Drums Seamless Jointless | DDSL-115 | Size: 11" x 5" ¦ product size in inches: 11" x 5" | Dressing Drums | 0 | /products/hospital-hollowares/dressing-drums-seamless-jointless
Hospital Hollowares | Dressing Drums Seamless Jointless | DDSL-119 | Size: 11" x 9" ¦ product size in inches: 11" x 9" | Dressing Drums | 0 | /products/hospital-hollowares/dressing-drums-seamless-jointless
Hospital Hollowares | Dressing Drums Seamless Jointless | DDSL-1210 | Size: 12" x 10" ¦ product size in inches: 12" x 10" | Dressing Drums | 0 | /products/hospital-hollowares/dressing-drums-seamless-jointless
Hospital Hollowares | Dressing Drums Seamless Jointless | DDSL-145 | Size: 14" x 5" ¦ product size in inches: 14" x 5" | Dressing Drums | 0 | /products/hospital-hollowares/dressing-drums-seamless-jointless
Hospital Hollowares | Dressing Drums Seamless Jointless | DDSL-149 | Size: 14" x 9" ¦ product size in inches: 14" x 9" | Dressing Drums | 0 | /products/hospital-hollowares/dressing-drums-seamless-jointless
Hospital Hollowares | Dressing Drums Seamless Jointless | DDSL-1512 | Size: 15" x 12" ¦ product size in inches: 15" x 12 | Dressing Drums | 0 | /products/hospital-hollowares/dressing-drums-seamless-jointless
Hospital Hollowares | Dressing Drums Seamless Jointless | DDSL-64 | Size: 6" x 4" ¦ product size in inches: 6" x 4" | Dressing Drums | 1 | /products/hospital-hollowares/dressing-drums-seamless-jointless
Hospital Hollowares | Dressing Drums Seamless Jointless | DDSL-66 | Size: 6" x 6" ¦ product size in inches: 6" x 6" | Dressing Drums | 0 | /products/hospital-hollowares/dressing-drums-seamless-jointless
Hospital Hollowares | Dressing Drums Seamless Jointless | DDSL-95 | Size: 9" x 5" ¦ product size in inches: 9" x 5" | Dressing Drums | 0 | /products/hospital-hollowares/dressing-drums-seamless-jointless
Hospital Hollowares | Dressing Drums Seamless Jointless | DDSL-99 | Size: 9" x 9" ¦ product size in inches: 9" x 9" | Dressing Drums | 0 | /products/hospital-hollowares/dressing-drums-seamless-jointless
Hospital Hollowares | Dressing Jar (SS) | DJ-1000 | Size: 1 ltr ¦ product size in inches: 1 ltr | Dressing Jar (SS) | 0 | /products/hospital-hollowares/dressing-jar-ss
Hospital Hollowares | Dressing Jar (SS) | DJ-2000 | Size: 2 ltr ¦ product size in inches: 2 ltr | Dressing Jar (SS) | 0 | /products/hospital-hollowares/dressing-jar-ss
Hospital Hollowares | Dressing Jar (SS) | DJ-500 | Size: 0.5 ltr ¦ product size in inches: 0.5 ltr | Dressing Jar (SS) | 1 | /products/hospital-hollowares/dressing-jar-ss
Hospital Hollowares | Enmacan (SS) | EC-1000 | Size: 1 ltr ¦ product size in inches: 1 ltr | Enmacan | 1 | /products/hospital-hollowares/enmacan-ss
Hospital Hollowares | Enmacan (SS) | EC-1500 | Size: 1.5 ltr ¦ product size in inches: 1.5 ltr | Enmacan | 0 | /products/hospital-hollowares/enmacan-ss
Hospital Hollowares | Enmacan (SS) | EC-2000 | Size: 2 ltr ¦ product size in inches: 2 ltr | Enmacan | 0 | /products/hospital-hollowares/enmacan-ss
Hospital Hollowares | Forceps Jar (SS) | FJ-25 | Size: 2 x 5 ¦ product size in inches: 2 x 5 | Forceps Jar | 1 | /products/hospital-hollowares/forceps-jar-ss
Hospital Hollowares | Forceps Jar (SS) | FJ-26 | Size: 2 x 6 ¦ product size in inches: 2 x 6 | Forceps Jar | 0 | /products/hospital-hollowares/forceps-jar-ss
Hospital Hollowares | Forceps Jar (SS) | FJ-27 | Size: 2 x 7 ¦ product size in inches: 2 x 7 | Forceps Jar | 0 | /products/hospital-hollowares/forceps-jar-ss
Hospital Hollowares | Forceps Jar (SS) | FJ-28 | Size: 2 x 8 ¦ product size in inches: 2 x 8 | Forceps Jar | 0 | /products/hospital-hollowares/forceps-jar-ss
Hospital Hollowares | Forceps Jar (SS) | FJ-29 | Size: 2 x 9 ¦ product size in inches: 2 x 9 | Forceps Jar | 0 | /products/hospital-hollowares/forceps-jar-ss
Hospital Hollowares | Gallipots With Lid(SS) | GPWC-12 | Size: 115 x 55mm ¦ product size in inches: 115 x 55mm ¦ capacity: 12 oz | Gallipots | 0 | /products/hospital-hollowares/gallipots-with-lid-ss
Hospital Hollowares | Gallipots With Lid(SS) | GPWC-2 | Size: 65 x 30mm ¦ product size in inches: 65 x 30mm ¦ capacity: 2 oz | Gallipots | 1 | /products/hospital-hollowares/gallipots-with-lid-ss
Hospital Hollowares | Gallipots With Lid(SS) | GPWC-20 | Size: 135 x 60mm ¦ product size in inches: 135 x 60mm ¦ capacity: 20 oz | Gallipots | 0 | /products/hospital-hollowares/gallipots-with-lid-ss
Hospital Hollowares | Gallipots With Lid(SS) | GPWC-4 | Size: 75 x 40mm ¦ product size in inches: 75 x 40mm ¦ capacity: 4 oz | Gallipots | 0 | /products/hospital-hollowares/gallipots-with-lid-ss
Hospital Hollowares | Gallipots With Lid(SS) | GPWC-6 | Size: 85 x 46mm ¦ product size in inches: 85 x 46mm ¦ capacity: 6 oz | Gallipots | 0 | /products/hospital-hollowares/gallipots-with-lid-ss
Hospital Hollowares | Gallipots With Lid(SS) | GPWC-8 | Size: 97 x 50mm ¦ product size in inches: 97 x 50mm ¦ capacity: 8 oz | Gallipots | 0 | /products/hospital-hollowares/gallipots-with-lid-ss
Hospital Hollowares | Gallipots Without Lid (SS) | GB-20 | Size: 20 oz (135 x 60mm) ¦ product size in inches: 135 x 60mm ¦ capacity: 20 oz | Gallipots | 0 | /products/hospital-hollowares/gallipots-without-lid-ss
Hospital Hollowares | Gallipots Without Lid (SS) | GP-12 | Size: 12 oz (115 x 55mm) ¦ product size in inches: 115 x 55mm ¦ capacity: 12 oz | Gallipots | 0 | /products/hospital-hollowares/gallipots-without-lid-ss
Hospital Hollowares | Gallipots Without Lid (SS) | GP-2 | Size: 2 oz (65 x 30mm) ¦ product size in inches: 65 x 30mm ¦ capacity: 2 oz | Gallipots | 1 | /products/hospital-hollowares/gallipots-without-lid-ss
Hospital Hollowares | Gallipots Without Lid (SS) | GP-4 | Size: 4 oz (75 x 40mm) ¦ product size in inches: 75 x 40mm ¦ capacity: 4 oz | Gallipots | 0 | /products/hospital-hollowares/gallipots-without-lid-ss
Hospital Hollowares | Gallipots Without Lid (SS) | GP-6 | Size: 6 oz (85 x 46mm) ¦ product size in inches: 85 x 46mm ¦ capacity: 6 oz | Gallipots | 0 | /products/hospital-hollowares/gallipots-without-lid-ss
Hospital Hollowares | Gallipots Without Lid (SS) | GP-8 | Size: 8 oz (97 x 50mm) ¦ product size in inches: 97 x 50mm ¦ capacity: 8 oz | Gallipots | 0 | /products/hospital-hollowares/gallipots-without-lid-ss
Hospital Hollowares | Hospital Basins (SS) | WB-23 | Size: 23cm ¦ product size in inches: 23cm | Basins | 0 | /products/hospital-hollowares/hospital-basins-ss
Hospital Hollowares | Hospital Basins (SS) | WB-26 | Size: 26cm ¦ product size in inches: 26cm | Basins | 1 | /products/hospital-hollowares/hospital-basins-ss
Hospital Hollowares | Hospital Basins (SS) | WB-28 | Size: 28cm ¦ product size in inches: 28cm | Basins | 0 | /products/hospital-hollowares/hospital-basins-ss
Hospital Hollowares | Hospital Basins (SS) | WB-30 | Size: 30cm ¦ product size in inches: 30cm | Basins | 0 | /products/hospital-hollowares/hospital-basins-ss
Hospital Hollowares | Hospital Basins (SS) | WB-32 | Size: 32cm ¦ product size in inches: 32cm | Basins | 0 | /products/hospital-hollowares/hospital-basins-ss
Hospital Hollowares | Hospital Basins (SS) | WB-35 | Size: 35cm ¦ product size in inches: 35cm | Basins | 0 | /products/hospital-hollowares/hospital-basins-ss
Hospital Hollowares | Hospital Basins (SS) | WB-38 | Size: 38cm ¦ product size in inches: 38cm | Basins | 0 | /products/hospital-hollowares/hospital-basins-ss
Hospital Hollowares | Hospital Basins (SS) | WB-40 | Size: 40cm ¦ product size in inches: 40cm | Basins | 1 | /products/hospital-hollowares/hospital-basins-ss
Hospital Hollowares | Instrument Trays with Cover (SS) | IT-108 | Size: 10" x 8" ¦ product size in inches: 10" x 8" | Tray | 0 | /products/hospital-hollowares/instrument-trays-with-cover-ss
Hospital Hollowares | Instrument Trays with Cover (SS) | IT-117 | Size: 11" x 7" ¦ product size in inches: 11" x 7" | Tray | 0 | /products/hospital-hollowares/instrument-trays-with-cover-ss
Hospital Hollowares | Instrument Trays with Cover (SS) | IT-119 | product size in inches: 11" x 9" | Tray | 0 | /products/hospital-hollowares/instrument-trays-with-cover-ss
Hospital Hollowares | Instrument Trays with Cover (SS) | IT-1210 | Size: 12" x 10" ¦ product size in inches: 12" x 10" | Tray | 0 | /products/hospital-hollowares/instrument-trays-with-cover-ss
Hospital Hollowares | Instrument Trays with Cover (SS) | IT-128 | Size: 12" x 8" ¦ product size in inches: 12" x 8" | Tray | 0 | /products/hospital-hollowares/instrument-trays-with-cover-ss
Hospital Hollowares | Instrument Trays with Cover (SS) | IT-128D | Size: 12" x 8" x 21/2" ¦ product size in inches: 12" x 8" x 21/2" | Tray | 0 | /products/hospital-hollowares/instrument-trays-with-cover-ss
Hospital Hollowares | Instrument Trays with Cover (SS) | IT-129 | product size in inches: 12" x 9" | Tray | 0 | /products/hospital-hollowares/instrument-trays-with-cover-ss
Hospital Hollowares | Instrument Trays with Cover (SS) | IT-129D | Size: 12" x 9" x 2.75" (SS 304 GRADE) |  | 0 | /products/hospital-hollowares/instrument-trays-with-cover-ss
Hospital Hollowares | Instrument Trays with Cover (SS) | IT-1410 | Size: 14" x 10" ¦ product size in inches: 14" x 10" | Tray | 0 | /products/hospital-hollowares/instrument-trays-with-cover-ss
Hospital Hollowares | Instrument Trays with Cover (SS) | IT-1512 | Size: 15" x 12" ¦ product size in inches: 15" x 12" | Tray | 0 | /products/hospital-hollowares/instrument-trays-with-cover-ss
Hospital Hollowares | Instrument Trays with Cover (SS) | IT-1812 | Size: 18" x 12 ¦ product size in inches: 18" x 12 | Tray | 0 | /products/hospital-hollowares/instrument-trays-with-cover-ss
Hospital Hollowares | Instrument Trays with Cover (SS) | IT-1812D | Size: 18" x 12" x 3" ¦ product size in inches: 18" x 12" x 3" | Tray | 0 | /products/hospital-hollowares/instrument-trays-with-cover-ss
Hospital Hollowares | Instrument Trays with Cover (SS) | IT-86 | Size: 8" x 6" ¦ product size in inches: 8" x 6" | Tray | 0 | /products/hospital-hollowares/instrument-trays-with-cover-ss
Hospital Hollowares | Instrument Trays with Cover (SS) | IT-95 | Size: 9" x 5" ¦ product size in inches: 9" x 5" | Tray | 0 | /products/hospital-hollowares/instrument-trays-with-cover-ss
Hospital Hollowares | Instrument Trays with Cover (SS) | IT-96 | Size: 9" x 6" ¦ product size in inches: 9" x 6" | Tray | 1 | /products/hospital-hollowares/instrument-trays-with-cover-ss
Hospital Hollowares | Kidney Tray with Cover (SS) | KCWC-12 | product size in inches: 12" | Kidney Tray | 0 | /products/hospital-hollowares/kidney-tray-with-cover-ss
Hospital Hollowares | Kidney Tray with Cover (SS) | KCWC-8 | product size in inches: 8" | Kidney Tray | 0 | /products/hospital-hollowares/kidney-tray-with-cover-ss
Hospital Hollowares | Kidney Tray with Cover (SS) | KTWC-10 | Size: 10" ¦ product size in inches: 10" | Kidney Tray | 0 | /products/hospital-hollowares/kidney-tray-with-cover-ss
Hospital Hollowares | Kidney Tray with Cover (SS) | KTWC-12 | Size: 12" |  | 0 | /products/hospital-hollowares/kidney-tray-with-cover-ss
Hospital Hollowares | Kidney Tray with Cover (SS) | KTWC-6 | Size: 6" ¦ product size in inches: 6" | Kidney Tray | 1 | /products/hospital-hollowares/kidney-tray-with-cover-ss
Hospital Hollowares | Kidney Tray with Cover (SS) | KTWC-8 | Size: 8" |  | 0 | /products/hospital-hollowares/kidney-tray-with-cover-ss
Hospital Hollowares | Mayo and Dental Tray | DT-128 | Size: 12" x 8" x 1" ¦ product size in inches: 12" x 8" x 1" | Mayo Tray | 0 | /products/hospital-hollowares/mayo-and-dental-tray
Hospital Hollowares | Mayo and Dental Tray | DT-96 | Size: 9" x 6" x 1" ¦ product size in inches: 9" x 6" x 1" | Mayo Tray | 1 | /products/hospital-hollowares/mayo-and-dental-tray
Hospital Hollowares | Mayo and Dental Tray | MT-1410 | Size: 14" x 10" x 1" ¦ product size in inches: 14" x 10" x 1" | Mayo Tray | 0 | /products/hospital-hollowares/mayo-and-dental-tray
Hospital Hollowares | Mayo and Dental Tray | MT-1812 | Size: 18" x 12" x 1" ¦ product size in inches: 18" x 12" x 1" | Mayo Tray | 0 | /products/hospital-hollowares/mayo-and-dental-tray
Hospital Hollowares | Mayo and Dental Tray | MT-2416 | Size: 24' x 16" x 1.2" ( 304 Grade) ¦ product size in inches: 24' x 16" x 1.2" | Mayo Tray | 0 | /products/hospital-hollowares/mayo-and-dental-tray
Hospital Hollowares | Measuring jug (SS) | MJ-1000 | Size: 1 ltr ¦ product size in inches: 1 ltr | Measuring jug | 0 | /products/hospital-hollowares/measuring-jug-ss
Hospital Hollowares | Measuring jug (SS) | MJ-500 | Size: 0.5 ltr ¦ product size in inches: 0.5 ltr | Measuring jug | 1 | /products/hospital-hollowares/measuring-jug-ss
Hospital Hollowares | Sputum Mug (SS) | SM-L | Size: Large ¦ product size in inches: Large | Sputum Mug (SS) | 0 | /products/hospital-hollowares/sputum-mug-ss
Hospital Hollowares | Sputum Mug (SS) | SM-S | Size: Small ¦ product size in inches: Small | Sputum Mug (SS) | 1 | /products/hospital-hollowares/sputum-mug-ss
Hospital Hollowares | Stainless Steel Kidney Tray (SS) | KT-10 | Size: 10" ¦ product size in inches: 10" | Kidey Tray | 0 | /products/hospital-hollowares/stainless-steel-kidney-tray-ss
Hospital Hollowares | Stainless Steel Kidney Tray (SS) | KT-12 | Size: 12" ¦ product size in inches: 12" | Kidey Tray | 0 | /products/hospital-hollowares/stainless-steel-kidney-tray-ss
Hospital Hollowares | Stainless Steel Kidney Tray (SS) | KT-6 | Size: 6" ¦ product size in inches: 6" | Kidey Tray | 1 | /products/hospital-hollowares/stainless-steel-kidney-tray-ss
Hospital Hollowares | Stainless Steel Kidney Tray (SS) | KT-8 | Size: 8" ¦ product size in inches: 8" | Kidey Tray | 0 | /products/hospital-hollowares/stainless-steel-kidney-tray-ss
Hospital Hollowares | Stainless Steel Kidney Tray (SS) | KT-9 | Size: 9" ¦ product size in inches: 9" | Kidey Tray | 0 | /products/hospital-hollowares/stainless-steel-kidney-tray-ss
Hospital Hollowares | Stainless Steel Kidney Tray (SS) | KTS-10 | Size: 10" X 6" ¦ product size in inches: 10" X 6" | Kidey Tray | 0 | /products/hospital-hollowares/stainless-steel-kidney-tray-ss
Hospital Hollowares | Thermometer Jar(SS) | TJ-1 | Size: 1.25" x 4" | Thermometer Jar | 1 | /products/hospital-hollowares/thermometer-jar-ss
Hospital Hollowares | Urine Pots (SS) | UP-F | Size: Urinal Female ¦ product size in inches: Urinal Female | Urine Pots | 0 | /products/hospital-hollowares/urine-pots-ss
Hospital Hollowares | Urine Pots (SS) | UP-M | Size: Urinal Male ¦ product size in inches: Urinal Male | Urine Pots | 1 | /products/hospital-hollowares/urine-pots-ss
Hospital Hollowares | Urine Pots (SS) | UPSL-F | Size: Urine Pot(Female) Seemless Weld (Deluxe) ¦ product size in inches: Urine Pot(F) Seemless Weld (Deluxe) | Urine Pots | 0 | /products/hospital-hollowares/urine-pots-ss
Needle Destroyers | Needle Destroyer Manual | NCM-1 |  | Manual Needle & Syringe Destroyer-Stainless Steel. Safe, Hygienic & Durable, Easy to Use, No Maintenance Cost. ¦ Needle Destroyer Manual | 0 | /products/needle-destroyers/needle-destroyer-manual
Needle Destroyers | Needle Destroyer Manual | NDM-1 |  |  | 1 | /products/needle-destroyers/needle-destroyer-manual
Needle Destroyers | Needle Destroyer Metal Body | NDE-1 |  | Electrical Needle & Syringe Destroyer - Economucal, Sturdy, simple to operate Sharp Steel Blade portable needle syringe Destroyer with 3 in 1 operation in single body i.e. buring of needle cutting of syringes and manual cutting if needle are also provided in case of electricity failure. our machine has strong metal body with powder coating for longer life. ¦ Needle Destroyer Metal Body | 1 | /products/needle-destroyers/needle-destroyer-metal-body
Needle Destroyers | Needle Destroyer Plastic Body | NDEP-1 |  | Needle Syringe Destroyer with Buzzer while burning the needles which indicates total burining of needle and cut the disposable syringe nozzle easily. ¦ Needle Destroyer Plastic Body | 1 | /products/needle-destroyers/needle-destroyer-plastic-body
Operation Theater Lights | Examination Lights | EL-12 | Decription: EXAMINATION LIGHT ¦ Number of LED: 12 LED |  | 1 | /products/operation-theater-lights/examination-lights
Operation Theater Lights | Examination Lights | EL-19 | Decription: EXAMINATION LIGHT ¦ Number of LED: 19 LED |  | 1 | /products/operation-theater-lights/examination-lights
Operation Theater Lights | Examination Lights | EL-21 | Decription: EXAMINATION LIGHT ¦ Number of LED: 21 LED |  | 2 | /products/operation-theater-lights/examination-lights
Operation Theater Lights | Examination Lights | EL-21D | Decription: EXAMINATION LIGHT DELUXE ¦ Number of LED: 21 LED |  | 1 | /products/operation-theater-lights/examination-lights
Operation Theater Lights | Examination Lights | EL-7 | Decription: EXAMINATION LIGHT ¦ Number of LED: 7 LED |  | 1 | /products/operation-theater-lights/examination-lights
Operation Theater Lights | Examination Lights | EL-8 | Decription: EXAMINATION LIGHT ¦ Number of LED: 8 LED |  | 1 | /products/operation-theater-lights/examination-lights
Operation Theater Lights | Examination Lights | EL-8D | Decription: EXAMINATION LIGHT DELUXE ¦ Number of LED: 8 LED |  | 0 | /products/operation-theater-lights/examination-lights
Operation Theater Lights | OT Light Ceiling | CL3-57H | Decription: OT LIGHT CEILING ¦ Number of LED: 57 LED |  | 1 | /products/operation-theater-lights/ot-light-ceiling
Operation Theater Lights | OT Light Ceiling | CL3-57N | Decription: OT LIGHT CEILING ¦ Number of LED: 57 LED |  | 1 | /products/operation-theater-lights/ot-light-ceiling
Operation Theater Lights | OT Light Ceiling | CL3-63 | Decription: OT LIGHT CEILING ¦ Number of LED: 63 LED |  | 1 | /products/operation-theater-lights/ot-light-ceiling
Operation Theater Lights | OT Light Ceiling | CL4-48 | Decription: OT LIGHT CEILING ¦ Number of LED: 48 LED |  | 1 | /products/operation-theater-lights/ot-light-ceiling
Operation Theater Lights | OT Light Ceiling | CL4-76 | Decription: OT LIGHT CEILING ¦ Number of LED: 76 LED |  | 1 | /products/operation-theater-lights/ot-light-ceiling
Operation Theater Lights | OT Light Ceiling | CL4-76N | Decription: OT LIGHT CEILING ¦ Number of LED: 76 LED |  | 1 | /products/operation-theater-lights/ot-light-ceiling
Operation Theater Lights | OT Light Ceiling | CL4-84 | Decription: OT LIGHT CEILING ¦ Number of LED: 84 LED |  | 1 | /products/operation-theater-lights/ot-light-ceiling
Operation Theater Lights | OT Light Ceiling | CL5-105 | Decription: OT LIGHT CEILING ¦ Number of LED: 105 LED |  | 1 | /products/operation-theater-lights/ot-light-ceiling
Operation Theater Lights | OT Light Ceiling | CL5-60 | Decription: OT LIGHT CEILING ¦ Number of LED: 60 LED |  | 1 | /products/operation-theater-lights/ot-light-ceiling
Operation Theater Lights | OT Light Ceiling | CL5-95 | Decription: OT LIGHT CEILING ¦ Number of LED: 95 LED |  | 1 | /products/operation-theater-lights/ot-light-ceiling
Operation Theater Lights | OT Light Ceiling | CLR-35 | Decription: OT LIGHT CEILING ¦ Number of LED: 35 LED |  | 1 | /products/operation-theater-lights/ot-light-ceiling
Operation Theater Lights | OT Light Ceiling | CLR-48A | Decription: OT LIGHT CEILING ¦ Number of LED: 48 LED |  | 1 | /products/operation-theater-lights/ot-light-ceiling
Operation Theater Lights | OT Light Ceiling | CLR-48F | Decription: OT LIGHT CEILING ¦ Number of LED: 48 LED |  | 1 | /products/operation-theater-lights/ot-light-ceiling
Operation Theater Lights | OT Light Ceiling Twin | CTL 33-126 | Decription: OT LIGHT CEILING TWIN ¦ Number of LED: 126 LED |  | 1 | /products/operation-theater-lights/ot-light-ceiling-twin
Operation Theater Lights | OT Light Ceiling Twin | CTL 34-147 | Decription: OT LIGHT CEILING TWIN ¦ Number of LED: 147 LED |  | 1 | /products/operation-theater-lights/ot-light-ceiling-twin
Operation Theater Lights | OT Light Ceiling Twin | CTL 43-133 | Decription: OT LIGHT CEILING TWIN ¦ Number of LED: 133 LED |  | 1 | /products/operation-theater-lights/ot-light-ceiling-twin
Operation Theater Lights | OT Light Ceiling Twin | CTL 43-133N | Decription: OT LIGHT CEILING TWIN ¦ Number of LED: 133 LED |  | 1 | /products/operation-theater-lights/ot-light-ceiling-twin
Operation Theater Lights | OT Light Ceiling Twin | CTL 44-152N | Decription: OT LIGHT CEILING TWIN ¦ Number of LED: 152 LED |  | 1 | /products/operation-theater-lights/ot-light-ceiling-twin
Operation Theater Lights | OT Light Ceiling Twin | CTL 44-96 | Decription: OT LIGHT CEILING TWIN ¦ Number of LED: 96 LED |  | 1 | /products/operation-theater-lights/ot-light-ceiling-twin
Operation Theater Lights | OT Light Ceiling Twin | CTL 54-108 | Decription: OT LIGHT CEILING TWIN ¦ Number of LED: 108 LED |  | 1 | /products/operation-theater-lights/ot-light-ceiling-twin
Operation Theater Lights | OT Light Ceiling Twin | CTL 54-171 | Decription: OT LIGHT CEILING TWIN ¦ Number of LED: 171 LED ¦ Deluxe: 56250 |  | 1 | /products/operation-theater-lights/ot-light-ceiling-twin
Operation Theater Lights | OT Light Ceiling Twin | CTL 54-171N | Decription: OT LIGHT CEILING TWIN ¦ Number of LED: 171 LED |  | 1 | /products/operation-theater-lights/ot-light-ceiling-twin
Operation Theater Lights | OT Light Ceiling Twin | CTL 54-189 | Decription: OT LIGHT CEILING TWIN ¦ Number of LED: 189 LED |  | 1 | /products/operation-theater-lights/ot-light-ceiling-twin
Operation Theater Lights | OT Light Ceiling Twin | CTL 55-120 | Decription: OT LIGHT CEILING TWIN ¦ Number of LED: 120 LED |  | 1 | /products/operation-theater-lights/ot-light-ceiling-twin
Operation Theater Lights | OT Light Ceiling Twin | CTL 55-190 | Decription: OT LIGHT CEILING TWIN ¦ Number of LED: 190LED |  | 1 | /products/operation-theater-lights/ot-light-ceiling-twin
Operation Theater Lights | OT Light Ceiling Twin | CTL 55-190N | Decription: OT LIGHT CEILING TWIN ¦ Number of LED: 190 LED |  | 1 | /products/operation-theater-lights/ot-light-ceiling-twin
Operation Theater Lights | OT Light Ceiling Twin | CTLR-112 | Decription: OT LIGHT CEILING TWIN ¦ Number of LED: 112 LED ¦ Deluxe: 72000 |  | 1 | /products/operation-theater-lights/ot-light-ceiling-twin
Operation Theater Lights | OT Light Ceiling Twin | CTLR-144 | Decription: OT LIGHT CEILING TWIN ¦ Number of LED: 144 LED |  | 1 | /products/operation-theater-lights/ot-light-ceiling-twin
Operation Theater Lights | OT Light Ceiling Twin | CTLR-160 | Decription: OT LIGHT CEILING TWIN ¦ Number of LED: 160 LED |  | 1 | /products/operation-theater-lights/ot-light-ceiling-twin
Operation Theater Lights | OT Light Ceiling Twin | CTLR-70 | Decription: OT LIGHT CEILING TWIN ¦ Number of LED: 70 LED ¦ Deluxe: 38750 |  | 1 | /products/operation-theater-lights/ot-light-ceiling-twin
Operation Theater Lights | OT Light Ceiling Twin | CTLR-96 | Decription: OT LIGHT CEILING TWIN ¦ Number of LED: 96 LED ¦ Deluxe: 67500 |  | 1 | /products/operation-theater-lights/ot-light-ceiling-twin
Operation Theater Lights | OT Light Mobile | ML3-57 | Decription: OT LIGHT ¦ Number of LED: 57 LED |  | 1 | /products/operation-theater-lights/ot-light-mobile
Operation Theater Lights | OT Light Mobile | ML3-63 | Decription: OT LIGHT ¦ Number of LED: 63 LED |  | 1 | /products/operation-theater-lights/ot-light-mobile
Operation Theater Lights | OT Light Mobile | ML4-48 | Decription: OT LIGHT ¦ Number of LED: 48 LED |  | 2 | /products/operation-theater-lights/ot-light-mobile
Operation Theater Lights | OT Light Mobile | ML4-76 | Decription: OT LIGHT ¦ Number of LED: 76 LED |  | 1 | /products/operation-theater-lights/ot-light-mobile
Operation Theater Lights | OT Light Mobile | ML4-84 | Decription: OT LIGHT ¦ Number of LED: 84 LED |  | 1 | /products/operation-theater-lights/ot-light-mobile
Operation Theater Lights | OT Light Mobile | ML5-105 | Decription: OT LIGHT ¦ Number of LED: 105 LED |  | 1 | /products/operation-theater-lights/ot-light-mobile
Operation Theater Lights | OT Light Mobile | ML5-60 | Decription: OT LIGHT ¦ Number of LED: 60 LED |  | 0 | /products/operation-theater-lights/ot-light-mobile
Operation Theater Lights | OT Light Mobile | ML5-95 | Decription: OT LIGHT ¦ Number of LED: 95 LED |  | 1 | /products/operation-theater-lights/ot-light-mobile
Operation Theater Lights | OT Light Mobile | ML6-72 | Decription: OT LIGHT ¦ Number of LED: 72 LED |  | 1 | /products/operation-theater-lights/ot-light-mobile
Operation Theater Lights | OT Light Mobile | MLR-35 | Decription: OT LIGHT ¦ Number of LED: 35 LED |  | 1 | /products/operation-theater-lights/ot-light-mobile
Operation Theater Lights | OT Light Mobile | MLR-48 | Decription: OT LIGHT ¦ Number of LED: 48 LED |  | 1 | /products/operation-theater-lights/ot-light-mobile
Operation Theater Lights | OT Light Mobile | MLR-48A | Decription: OT LIGHT ¦ Number of LED: 48 LED |  | 1 | /products/operation-theater-lights/ot-light-mobile
Operation Theater Lights | Operation Theater Lights | OTL-3 | s no: 12 ¦ short description: Operation Theater Lights | Memory Function, High quality sterilizable handle,With protective fire resistant ESG safety glass for scratch proof, fast disinfection process,protects UV and IR rays and improve light penetration. With special European design for ventilation of heat. Body is made of high quality fire resistant polymer. ¦ Technical Specification ¦ Intensity 90,000 Lux ±10% | 0 | /products/operation-theater-lights/operation-theater-lights
Operation Theater Lights | Operation Theater Lights | OTL-33 | s no: 8 ¦ short description: Operation Theater Lights | Memory Function, High quality sterilizable handle,With protective fire resistant ESG safety glass for scratch proof, fast disinfection process,protects UV and IR rays and improve light penetration. With special European design for ventilation of heat. Body is made of high quality fire resistant polymer. ¦ Technical Specification ¦ Intensity 90,000 + 90,000 Lux ±10% | 0 | /products/operation-theater-lights/operation-theater-lights
Operation Theater Lights | Operation Theater Lights | OTL-4 | s no: 11 ¦ short description: Operation Theater Lights | Memory Function, High quality sterilizable handle,With protective fire resistant ESG safety glass for scratch proof, fast disinfection process,protects UV and IR rays and improve light penetration. With special European design for ventilation of heat. Body is made of high quality fire resistant polymer. ¦ Technical Specification ¦ Intensity 130,000 Lux ±10% | 0 | /products/operation-theater-lights/operation-theater-lights
Operation Theater Lights | Operation Theater Lights | OTL-43 | s no: 7 ¦ short description: Operation Theater Lights | Memory Function, High quality sterilizable handle,With protective fire resistant ESG safety glass for scratch proof, fast disinfection process,protects UV and IR rays and improve light penetration. With special European design for ventilation of heat. Body is made of high quality fire resistant polymer. ¦ Technical Specification ¦ Intensity 1,30,000 + 90,000 Lux ±10% | 0 | /products/operation-theater-lights/operation-theater-lights
Operation Theater Lights | Operation Theater Lights | OTL-44 | s no: 6 ¦ short description: Operation Theater Lights | Memory Function, High quality sterilizable handle,With protective fire resistant ESG safety glass for scratch proof, fast disinfection process,protects UV and IR rays and improve light penetration. With special European design for ventilation of heat. Body is made of high quality fire resistant polymer. ¦ Technical Specification ¦ Intensity 1,30,000 + 1,30,000 Lux ±10% | 0 | /products/operation-theater-lights/operation-theater-lights
Operation Theater Lights | Operation Theater Lights | OTL-5 | s no: 10 ¦ short description: Operation Theater Lights | Memory Function, High quality sterilizable handle,With protective fire resistant ESG safety glass for scratch proof, fast disinfection process,protects UV and IR rays and improve light penetration. With special European design for ventilation of heat. Body is made of high quality fire resistant polymer. ¦ Technical Specification ¦ Intensity 150,000 Lux ±10% | 0 | /products/operation-theater-lights/operation-theater-lights
Operation Theater Lights | Operation Theater Lights | OTL-53 | s no: 5 ¦ short description: Operation Theater Lights | Memory Function, High quality sterilizable handle,With protective fire resistant ESG safety glass for scratch proof, fast disinfection process,protects UV and IR rays and improve light penetration. With special European design for ventilation of heat. Body is made of high quality fire resistant polymer. ¦ Technical Specification ¦ Intensity 1,50,000 + 90,000 Lux ±10% | 0 | /products/operation-theater-lights/operation-theater-lights
Operation Theater Lights | Operation Theater Lights | OTL-54 | s no: 4 ¦ short description: Operation Theater Lights | Memory Function, High quality sterilizable handle,With protective fire resistant ESG safety glass for scratch proof, fast disinfection process,protects UV and IR rays and improve light penetration. With special European design for ventilation of heat. Body is made of high quality fire resistant polymer. ¦ Technical Specification ¦ Intensity 1,50,000 + 1,30,000Lux ±10% | 0 | /products/operation-theater-lights/operation-theater-lights
Operation Theater Lights | Operation Theater Lights | OTL-55 | s no: 3 ¦ short description: Operation Theater Lights | Memory Function, High quality sterilizable handle,With protective fire resistant ESG safety glass for scratch proof, fast disinfection process,protects UV and IR rays and improve light penetration. With special European design for ventilation of heat. Body is made of high quality fire resistant polymer. ¦ Technical Specification ¦ Intensity 1,50,000 + 1,50,000Lux ±10% | 0 | /products/operation-theater-lights/operation-theater-lights
Operation Theater Lights | Operation Theater Lights | OTL-6 | s no: 9 ¦ short description: Operation Theater Lights | Memory Function, High quality sterilizable handle,With protective fire resistant ESG safety glass for scratch proof, fast disinfection process,protects UV and IR rays and improve light penetration. With special European design for ventilation of heat. Body is made of high quality fire resistant polymer. ¦ Technical Specification ¦ Intensity 160,000 Lux ±10% | 0 | /products/operation-theater-lights/operation-theater-lights
Operation Theater Lights | Operation Theater Lights | OTL-63 | s no: 2 ¦ short description: Operation Theater Lights | Memory Function, High quality s terilizable handle,With protective fire resistant ESG safety glass for scratch proof, fast disinfection process,protects UV and IR rays and improve light penetration. With special European design for ventilation of heat. Body is made of high quality fire resistant polymer. ¦ Technical Specification ¦ Intensity 1,60,000 + 90,000 Lux ±10% | 0 | /products/operation-theater-lights/operation-theater-lights
Operation Theater Lights | Operation Theater Lights | OTL-M6C | s no: 1 ¦ short description: Operation Theater Lights | M e m o r y F u n c t i o n , H i gh q u a l i t y sterilizable handle, With protective fire resistant ESG safety glass for scratch proof, fast disinfection process, protects UV and IR rays and improve light penetration. With special European design for ventilation of heat. Body is made of high polymer. ¦ Technical Specification ¦ Intensity 1,30,000 + 1,60,000 Lux ±10% | 0 | /products/operation-theater-lights/operation-theater-lights
Patient Transfer Trolleys | Emergency & Recovery Trolley Hydraulic | ERTH-1 | Decription: Emergency & Recovery Trolley Hydraulic ¦ s no: 2 ¦ short description: Patient Transfer Trolley | Two section top height adjusted by foot operated imported hydraulic pump from 660 mm to 910 mm ¦ Gas spring assisted Trendelenburg/Reverse Trendelenburg positions ¦ Complete with corner buffers, synthetic rubber covered handles, sliding X-ray cassette, accessories tray, oxygen cylinder holder | 1 | /products/patient-transfer-trolleys/emergency-recovery-trolley-hydraulic
Patient Transfer Trolleys | Emergency & Recovery Trolley Hydraulic | ERTH-1D | Decription: Emergency & Recovery Trolley Hydralic ¦ s no: 5 ¦ short description: Patient Transfer Trolley | Indian Recovery Trolley Highly customizable for best patient care ¦ Excellent maneuverability to reduce the risks related with patient handling ¦ Easy to operate and maintain, also prevent injury to patient | 1 | /products/patient-transfer-trolleys/emergency-recovery-trolley-hydraulic
Patient Transfer Trolleys | Folding Stretcher 1 Fold, 2 Fold, 3 Fold & 4 Fold | FSA-1 , FSA-2, FSA-3 & FSA-4 | s no: 6 ¦ short description: Patient Transfer Trolley | Aluminium folding lengthwise as well as width wise Fold, provided with bag ¦ Unfolded size: 221L x 53W x 15H cms ¦ Folded size: 110L x 18W x 11H cms | 0 | /products/patient-transfer-trolleys/folding-stretcher-1-fold-2-fold-3-fold-4-fold
Patient Transfer Trolleys | Spine Board | SB-1 | s no: 7 ¦ short description: Patient Transfer Trolley | Spine Board is mainly used for immobiling and safety transferring serious patients during rescuing. It's a first-aid transport equipment for medical departments. It also could be equipped on ambulances. Besides, it can go into X-ray, directly add float on water. This model is made of high strength engineering plastics. It can be enduring used, and has the advantage of anti- aging, weight loading and easy stocking specialities. ¦ Technical Index ¦ Product Size : 184L x 45W x 5H cm | 0 | /products/patient-transfer-trolleys/spine-board
Patient Transfer Trolleys | Stretcher Trolley with Mattress | ST-1M | Decription: Stretcher Trolley with Mattress ¦ s no: 4 ¦ short description: Patient Transfer Trolley | Overall approx size : 180L x 56W x 81H cms ¦ Frame work made of tubular M.S. pipe with S.S. handle ¦ Swing away type safety side railing | 1 | /products/patient-transfer-trolleys/stretcher-trolley-with-mattress
Patient Transfer Trolleys | Stretcher on Trolley | ST-1 | Decription: Stretcher on Trolley ¦ s no: 3 ¦ short description: Patient Transfer Trolley | Frame work made of 1.25" x 16G vertical and 1" x 18G horizontal CRC tubes ¦ Trolley mounted on 15 cms. dia castors, 2 with brakes ¦ Removable stretchers top made of M.S. Sheet with S.S. handle | 1 | /products/patient-transfer-trolleys/stretcher-on-trolley
Sterilizers | Bowl and Utensils Sterilizer (SS) | BSH-2016 | Size in inches: 20" x 16"x 16" ¦ sizes in inches: 20" x 16"x 16" | Bowls and utensils sterilizer made of s/s 304 grade material. Fitted with pedal lifting lid and digital temperature controller with digital timer and alarm. Also equipped with low water level cut off device. ¦ Bowl and Utensils Sterilizer s/s | 1 | /products/sterilizers/bowl-and-utensils-sterilizer-ss
Sterilizers | Bowl and Utensils Sterilizer (SS) | BSH-2020 | Size in inches: 20" x 20" x 20" ¦ sizes in inches: 20" x 20" x 20" | Bowls and utensils sterilizer made of s/s 304 grade material. Fitted with pedal lifting lid and digital temperature controller with digital timer and alarm. Also equipped with low water level cut off device. ¦ Bowl and Utensils Sterilizer s/s | 0 | /products/sterilizers/bowl-and-utensils-sterilizer-ss
Sterilizers | Bowl and Utensils Sterilizer (SS) | BSH-2420 | Size in inches: 24" x 20" x 20" ¦ sizes in inches: 24" x 20" x 20" | Bowls and utensils sterilizer made of s/s 304 grade material. Fitted with pedal lifting lid and digital temperature controller with digital timer and alarm. Also equipped with low water level cut off device. ¦ Bowl and Utensils Sterilizer s/s | 0 | /products/sterilizers/bowl-and-utensils-sterilizer-ss
Sterilizers | Bowl and Utensils Sterilizer (SS) | BSH-2424 | Size in inches: 24" x 24" x 20" ¦ sizes in inches: 24" x 24" x 20" | Bowls and utensils sterilizer made of s/s 304 grade material. Fitted with pedal lifting lid and digital temperature controller with digital timer and alarm. Also equipped with low water level cut off device. ¦ Bowl and Utensils Sterilizer s/s | 0 | /products/sterilizers/bowl-and-utensils-sterilizer-ss
Sterilizers | Instrument Sterilizer Electrical Jointless/ Seamless with Tray Lifting and Thermostat (SS) | ISSLTL-12 | Size in inches: 12"x6"x5" ¦ Size in mm: 300 x 150 x 125mm ¦ sizes in inches: 12"x6"x5" ¦ product size in mm: 300 x 150 x 125mm | Instrument Sterilizer Electrical Jointless | 1 | /products/sterilizers/instrument-sterilizer-electrical-jointless-seamless-with-tray-lifting-and-thermostat-ss
Sterilizers | Instrument Sterilizer Electrical Jointless/ Seamless with Tray Lifting and Thermostat (SS) | ISSLTL-17 | Size in inches: 17"x8"x6" ¦ Size in mm: 430 x 200 x 150mm ¦ sizes in inches: 17"x8"x6" ¦ product size in mm: 430 x 200 x 150mm | Instrument Sterilizer Electrical Jointless | 0 | /products/sterilizers/instrument-sterilizer-electrical-jointless-seamless-with-tray-lifting-and-thermostat-ss
Sterilizers | Instrument Sterilizer Electrical Jointless/ Seamless with Tray Lifting and Thermostat (SS) | ISSLTL-20 | Size in inches: 20"x8"x6" ¦ Size in mm: 510 x 200 x 150mm ¦ sizes in inches: 20"x8"x6" ¦ product size in mm: 510 x 200 x 150mm | Instrument Sterilizer Electrical Jointless | 0 | /products/sterilizers/instrument-sterilizer-electrical-jointless-seamless-with-tray-lifting-and-thermostat-ss
Sterilizers | Instrument Sterilizers Electrical (Jointed) with Tray Lifting and Thermostat. | ISTL- 178 | Size in inches: 17"x8"x8" ¦ Size in mm: 430 x 200 x 200mm ¦ sizes in inches: 17"x8"x8" ¦ product size in mm: 430 x 200 x 200mm | Instrument Sterilizers Electrical (Jointed) | 0 | /products/sterilizers/instrument-sterilizers-electrical-jointed-with-tray-lifting-and-thermostat
Sterilizers | Instrument Sterilizers Electrical (Jointed) with Tray Lifting and Thermostat. | ISTL-126 | Size in inches: 12"x6"x6" ¦ Size in mm: 300 x 150 x 150mm ¦ sizes in inches: 12"x6"x6" ¦ product size in mm: 300 x 150 x 150mm | Instrument Sterilizers Electrical (Jointed) | 0 | /products/sterilizers/instrument-sterilizers-electrical-jointed-with-tray-lifting-and-thermostat
Sterilizers | Instrument Sterilizers Electrical (Jointed) with Tray Lifting and Thermostat. | ISTL-146 | Size in inches: 14"x6"x6" ¦ Size in mm: 350 x 150 x 150mm ¦ sizes in inches: 14"x6"x6" ¦ product size in mm: 350 x 150 x 150mm | Instrument Sterilizers Electrical (Jointed) | 0 | /products/sterilizers/instrument-sterilizers-electrical-jointed-with-tray-lifting-and-thermostat
Sterilizers | Instrument Sterilizers Electrical (Jointed) with Tray Lifting and Thermostat. | ISTL-166 | Size in inches: 16"x6"x6" ¦ Size in mm: 400 x 150 x 150mm ¦ sizes in inches: 16"x6"x6" ¦ product size in mm: 400 x 150 x 150mm | Instrument Sterilizers Electrical (Jointed) | 1 | /products/sterilizers/instrument-sterilizers-electrical-jointed-with-tray-lifting-and-thermostat
Sterilizers | Instrument Sterilizers Electrical (Jointed) with Tray Lifting and Thermostat. | ISTL-168 | Size in inches: 16"x8"x8" ¦ Size in mm: 400 x 200 x 200mm ¦ sizes in inches: 16"x8"x8" ¦ product size in mm: 400 x 200 x 200mm | Instrument Sterilizers Electrical (Jointed) | 0 | /products/sterilizers/instrument-sterilizers-electrical-jointed-with-tray-lifting-and-thermostat
Sterilizers | Instrument Sterilizers Electrical (Jointed) with Tray Lifting and Thermostat. | ISTL-188 | Size in inches: 18"x8"x8" ¦ Size in mm: 450 x 200 x 200mm ¦ sizes in inches: 18"x8"x8" ¦ product size in mm: 450 x 200 x 200mm | Instrument Sterilizers Electrical (Jointed) | 0 | /products/sterilizers/instrument-sterilizers-electrical-jointed-with-tray-lifting-and-thermostat
Sterilizers | Instrument Sterilizers Electrical (Jointed) with Tray Lifting and Thermostat. | ISTL-208 | Size in inches: 20"x8"x8" ¦ Size in mm: 500 x 200 x 200mm ¦ sizes in inches: 20"x8"x8" ¦ product size in mm: 500 x 200 x 200mm | Instrument Sterilizers Electrical (Jointed) | 0 | /products/sterilizers/instrument-sterilizers-electrical-jointed-with-tray-lifting-and-thermostat
Sterilizers | Instrument Sterilizers Electrical (Jointed) with Tray Lifting and Thermostat. | ISTL-2412 | Size in inches: 24"x12"x6" ¦ Size in mm: 600 x 300 x 150mm ¦ sizes in inches: 24"x12"x6" ¦ product size in mm: 600 x 300 x 150mm | Instrument Sterilizers Electrical (Jointed) | 0 | /products/sterilizers/instrument-sterilizers-electrical-jointed-with-tray-lifting-and-thermostat
Sterilizers | Instrument Sterilizers Electrical (Jointed) with Tray Lifting and Thermostat. | ISTL-2412D | Size in inches: 24"x12"x12" ¦ Size in mm: 600 x 300 x 300mm ¦ sizes in inches: 24"x12"x12" ¦ product size in mm: 600 x 300 x 300mm | Instrument Sterilizers Electrical (Jointed) | 0 | /products/sterilizers/instrument-sterilizers-electrical-jointed-with-tray-lifting-and-thermostat
Sterilizers | Instrument Sterilizers Electrical (Jointed) with Tray Lifting and Thermostat. | ISTL-248 | Size in inches: 24"x8"x8" ¦ Size in mm: 600 x 200 x 200mm ¦ sizes in inches: 24"x8"x8" ¦ product size in mm: 600 x 200 x 200mm | Instrument Sterilizers Electrical (Jointed) | 0 | /products/sterilizers/instrument-sterilizers-electrical-jointed-with-tray-lifting-and-thermostat
Sterilizers | Instrument Sterilizers Non-Electrical Jointed (SS) | ISNE-105 | Size in inches: 10"x5"x3" ¦ Size in mm: 250 x 125 x 75mm ¦ sizes in inches: 10"x5"x3" ¦ product size in mm: 250 x 125 x 75mm | Instrument Sterilizers Non-Electrical Jointed | 1 | /products/sterilizers/instrument-sterilizers-non-electrical-jointed-ss
Sterilizers | Instrument Sterilizers Non-Electrical Jointed (SS) | ISNE-126 | Size in inches: 12"x6"x6" ¦ Size in mm: 300 x 150 x 150mm ¦ sizes in inches: 12"x6"x6" ¦ product size in mm: 300 x 150 x 150mm | Instrument Sterilizers Non-Electrical Jointed | 0 | /products/sterilizers/instrument-sterilizers-non-electrical-jointed-ss
Sterilizers | Instrument Sterilizers Non-Electrical Jointed (SS) | ISNE-146 | Size in inches: 14"x6"x6" ¦ Size in mm: 350 x 150 x 150mm ¦ sizes in inches: 14"x6"x6" ¦ product size in mm: 350 x 150 x 150mm | Instrument Sterilizers Non-Electrical Jointed | 0 | /products/sterilizers/instrument-sterilizers-non-electrical-jointed-ss
Sterilizers | Instrument Sterilizers Non-Electrical Jointed (SS) | ISNE-166 | Size in inches: 16"x6"x6" ¦ Size in mm: 400 x 150 x 150mm ¦ sizes in inches: 16"x6"x6" ¦ product size in mm: 400 x 150 x 150mm | Instrument Sterilizers Non-Electrical Jointed | 0 | /products/sterilizers/instrument-sterilizers-non-electrical-jointed-ss
Sterilizers | Instrument Sterilizers Non-Electrical Jointed (SS) | ISNE-168 | Size in inches: 16"x8"x8" ¦ Size in mm: 400 x 200 x 200mm ¦ sizes in inches: 16"x8"x6" ¦ product size in mm: 400 x 200 x 200mm | Instrument Sterilizers Non-Electrical Jointed | 0 | /products/sterilizers/instrument-sterilizers-non-electrical-jointed-ss
Sterilizers | Instrument Sterilizers Non-Electrical Jointed (SS) | ISNE-178 | Size in inches: 17"x8"x8" ¦ Size in mm: 430 x 200 x 200mm ¦ sizes in inches: 17"x8"x8" ¦ product size in mm: 430 x 200 x 200mm | Instrument Sterilizers Non-Electrical Jointed | 0 | /products/sterilizers/instrument-sterilizers-non-electrical-jointed-ss
Sterilizers | Instrument Sterilizers Non-Electrical Jointed (SS) | ISNE-188 | Size in inches: 18"x8"x8" ¦ Size in mm: 450 x 200 x 200mm ¦ sizes in inches: 18"x8"x8" ¦ product size in mm: 450 x 200 x 200mm | Instrument Sterilizers Non-Electrical Jointed | 0 | /products/sterilizers/instrument-sterilizers-non-electrical-jointed-ss
Sterilizers | Instrument Sterilizers Non-Electrical Jointed (SS) | ISNE-208 | Size in inches: 20"x8"x8" ¦ Size in mm: 500 x 200 x 200mm ¦ sizes in inches: 20"x8"x8" ¦ product size in mm: 500 x 200 x 200mm | Instrument Sterilizers Non-Electrical Jointed | 0 | /products/sterilizers/instrument-sterilizers-non-electrical-jointed-ss
Sterilizers | Instrument Sterilizers Non-Electrical Jointed (SS) | ISNE-2412 | Size in inches: 24"x12"x6" ¦ Size in mm: 600 x 300 x 150mm ¦ sizes in inches: 24"x12"x6" ¦ product size in mm: 600 x 300 x 150mm | Instrument Sterilizers Non-Electrical Jointed | 0 | /products/sterilizers/instrument-sterilizers-non-electrical-jointed-ss
Sterilizers | Instrument Sterilizers Non-Electrical Jointed (SS) | ISNE-2412D | Size in inches: 24"x12"x12" ¦ Size in mm: 600 x 300 x 300mm ¦ sizes in inches: 24"x12"x12" ¦ product size in mm: 600 x 300 x 300mm | Instrument Sterilizers Non-Electrical Jointed | 0 | /products/sterilizers/instrument-sterilizers-non-electrical-jointed-ss
Sterilizers | Instrument Sterilizers Non-Electrical Jointed (SS) | ISNE-248 | Size in inches: 24"x8"x8" ¦ Size in mm: 600 x 200 x 200mm ¦ sizes in inches: 24"x8"x8" ¦ product size in mm: 600 x 200 x 200mm | Instrument Sterilizers Non-Electrical Jointed | 0 | /products/sterilizers/instrument-sterilizers-non-electrical-jointed-ss
Sterilizers | Instrument Sterilizers Non-Electrical Jointed (SS) | ISNE-84 | Size in inches: 8"x4"x2.5" ¦ Size in mm: 200 x 100 x 60mm ¦ sizes in inches: 8"x4"x2.5" ¦ product size in mm: 200 x 100 x 60mm | Instrument Sterilizers Non-Electrical Jointed | 0 | /products/sterilizers/instrument-sterilizers-non-electrical-jointed-ss
Sterilizers | Instrument Sterilizers Non-Electrical Jointed (SS) | ISNE-85 | Size in inches: 8"x5"x3" ¦ Size in mm: 200 x 127 x 75mm ¦ sizes in inches: 8"x5"x3" ¦ product size in mm: 200 x 127 x 75mm | Instrument Sterilizers Non-Electrical Jointed | 0 | /products/sterilizers/instrument-sterilizers-non-electrical-jointed-ss
Sterilizers | Instruments Sterlilzers Electrical (SS) | ISE-105 | Size in inches: 10"x5"x3" ¦ Size in mm: 250 x 127 x 75mm ¦ sizes in inches: 10"x5"x3" ¦ product size in mm: 250 x 127 x 75mm | Instruments Sterlilzers Electrical | 0 | /products/sterilizers/instruments-sterlilzers-electrical-ss
Sterilizers | Instruments Sterlilzers Electrical (SS) | ISE-126 | Size in inches: 12"x6"x6" ¦ Size in mm: 300 x 150 x 150mm ¦ sizes in inches: 12"x6"x6" ¦ product size in mm: 300 x 150 x 150mm | Instruments Sterlilzers Electrical | 1 | /products/sterilizers/instruments-sterlilzers-electrical-ss
Sterilizers | Instruments Sterlilzers Electrical (SS) | ISE-146 | Size in inches: 14"x6"x6" ¦ Size in mm: 350 x 150 x 150mm ¦ sizes in inches: 14"x6"x6" ¦ product size in mm: 350 x 150 x 150mm | Instruments Sterlilzers Electrical | 0 | /products/sterilizers/instruments-sterlilzers-electrical-ss
Sterilizers | Instruments Sterlilzers Electrical (SS) | ISE-166 | Size in inches: 16"x6"x6" ¦ Size in mm: 400 x 150 x 150mm ¦ sizes in inches: 16"x6"x6" ¦ product size in mm: 400 x 150 x 150mm | Instruments Sterlilzers Electrical | 0 | /products/sterilizers/instruments-sterlilzers-electrical-ss
Sterilizers | Instruments Sterlilzers Electrical (SS) | ISE-168 | Size in inches: 16"x8"x8" ¦ Size in mm: 400 x 200 x 200mm ¦ sizes in inches: 16"x8"x6" ¦ product size in mm: 400 x 200 x 150mm | Instruments Sterlilzers Electrical | 0 | /products/sterilizers/instruments-sterlilzers-electrical-ss
Sterilizers | Instruments Sterlilzers Electrical (SS) | ISE-178 | Size in inches: 17"x8"x8" ¦ Size in mm: 430 x 200 x 200mm ¦ sizes in inches: 17"x8"x8" ¦ product size in mm: 430 x 200 x 200mm | Instruments Sterlilzers Electrical | 0 | /products/sterilizers/instruments-sterlilzers-electrical-ss
Sterilizers | Instruments Sterlilzers Electrical (SS) | ISE-188 | Size in inches: 18"x8"x8" ¦ Size in mm: 450 x 200 x 200mm ¦ sizes in inches: 18"x8"x8" ¦ product size in mm: 450 x 200 x 200mm | Instruments Sterlilzers Electrical | 0 | /products/sterilizers/instruments-sterlilzers-electrical-ss
Sterilizers | Instruments Sterlilzers Electrical (SS) | ISE-208 | Size in inches: 20"x8"x8" ¦ Size in mm: 500 x 200 x 200mm ¦ sizes in inches: 20"x8"x8" ¦ product size in mm: 500 x 200 x 200mm | Instruments Sterlilzers Electrical | 0 | /products/sterilizers/instruments-sterlilzers-electrical-ss
Sterilizers | Instruments Sterlilzers Electrical (SS) | ISE-2412 | Size in inches: 24"x12"x6" ¦ Size in mm: 600 x 300 x 150mm ¦ sizes in inches: 24"x12"x6" ¦ product size in mm: 600 x 300 x 150mm | Instruments Sterlilzers Electrical | 0 | /products/sterilizers/instruments-sterlilzers-electrical-ss
Sterilizers | Instruments Sterlilzers Electrical (SS) | ISE-2412D | Size in inches: 24"x12"x12" ¦ Size in mm: 600 x 300 x 300mm ¦ sizes in inches: 24"x12"x12" ¦ product size in mm: 600 x 300 x 300mm | Instruments Sterlilzers Electrical | 0 | /products/sterilizers/instruments-sterlilzers-electrical-ss
Sterilizers | Instruments Sterlilzers Electrical (SS) | ISE-248 | Size in inches: 24"x8"x8" ¦ Size in mm: 600 x 200 x 200mm ¦ sizes in inches: 24"x8"x8" ¦ product size in mm: 600 x 200 x 200mm | Instruments Sterlilzers Electrical | 0 | /products/sterilizers/instruments-sterlilzers-electrical-ss
Sterilizers | Instruments Sterlilzers Electrical (SS) | ISE-84 | Size in inches: 8"x4"x2.5" ¦ Size in mm: 200 x 100 x 60mm ¦ sizes in inches: 8"x4"x2.5" ¦ product size in mm: 200 x 100 x 60mm | Instruments Sterlilzers Electrical | 0 | /products/sterilizers/instruments-sterlilzers-electrical-ss
Sterilizers | Instruments Sterlilzers Electrical (SS) | ISE-85 | Size in inches: 8"x5"x3" ¦ Size in mm: 200 x 127 x 75mm ¦ sizes in inches: 8"x5"x3" ¦ product size in mm: 200 x 127 x 75mm | Instruments Sterlilzers Electrical | 0 | /products/sterilizers/instruments-sterlilzers-electrical-ss
Suction Units | Ambulance Stretcher | AS-1 | s no: 8 ¦ short description: Patient Transfer Trolley | Utilizes high precision mechanical transmission ¦ Can be used automatically folded through the left and right hand control handle ¦ Made of high quality aluminium alloy tubes | 1 | /products/suction-units/ambulance-stretcher
Suction Units | Electric Vacuum Extractor, Deluxe | SEV-25 |  | Description ¦ Electric Vacuum Extractor, Deluxe ¦ A low vacuum electric suction unit | 1 | /products/suction-units/electric-vacuum-extractor-deluxe
Suction Units | Electric Vacuum Extractor, Economy | SEV-25 E |  | Description ¦ Electric Vacuum Extractor, Economy ¦ Body constructed from M.S. Sheet and finished in epoxy powder coating fitted with Handle | 1 | /products/suction-units/electric-vacuum-extractor-economy
Suction Units | Foot Operated Heavy | FS-V |  | Description ¦ Foot Operated Heavy ( FS-V) ¦ Base made of heavy sheet metal fitted with 4 anti-slip rubber feet for easy operation | 0 | /products/suction-units/foot-operated-heavy
Suction Units | Foot Operated, Horzionantal | FS-DB |  | Description ¦ Foot Operated, Horzionantal ¦ Made in heavy sheet metal and pre-treated epoxy powder coated | 0 | /products/suction-units/foot-operated-horzionantal
Suction Units | Glass Jar | SJG-1000 | capacity: 1.0lltr | Glass Jar | 0 | /products/suction-units/glass-jar
Suction Units | Glass Jar | SJG-1500 | capacity: 1.5ltr | Glass Jar | 0 | /products/suction-units/glass-jar
Suction Units | Glass Jar | SJG-2000 | capacity: 2.0ltr | Glass Jar | 0 | /products/suction-units/glass-jar
Suction Units | Glass Jar | SJG-3000 | capacity: 3.0ltr | Glass Jar | 0 | /products/suction-units/glass-jar
Suction Units | Glass Jar | SJG-4000 | capacity: 4.0ltr | Glass Jar | 0 | /products/suction-units/glass-jar
Suction Units | Glass Jar | SJG-600 | capacity: 600ml | Glass Jar | 0 | /products/suction-units/glass-jar
Suction Units | Polycarbonate Jar | SJP-1000 | capacity: 1.0ltr | Polycarbonate Jar | 0 | /products/suction-units/polycarbonate-jar
Suction Units | Polycarbonate Jar | SJP-1500 | capacity: 1.5ltr | Polycarbonate Jar | 0 | /products/suction-units/polycarbonate-jar
Suction Units | Polycarbonate Jar | SJP-2000 | capacity: 2.0ltr | Polycarbonate Jar | 0 | /products/suction-units/polycarbonate-jar
Suction Units | Polycarbonate Jar | SJP-2500 | capacity: 2.5ltr | Polycarbonate Jar | 0 | /products/suction-units/polycarbonate-jar
Suction Units | Polycarbonate Jar | SJP-700 | capacity: 700ml | Polycarbonate Jar | 0 | /products/suction-units/polycarbonate-jar
Suction Units | Slow Suction (Pediatric) | SE-P |  | Description ¦ Slow Suction (Pediatric) ¦ Body constructed from M.S. sheet and epoxy poweder coated, fitted with rubber stumps in base | 0 | /products/suction-units/slow-suction-pediatric
Suction Units | Suction Apparatus | SE-25 |  |  | 2 | /products/suction-units/suction-apparatus
Suction Units | Suction Apparatus | SE-25D |  |  | 0 | /products/suction-units/suction-apparatus
Suction Units | Suction Apparatus | SE-25SS |  |  | 0 | /products/suction-units/suction-apparatus
Suction Units | Suction Apparatus | SEM-25 |  | A versatile trolley model on 4 swivel castors suitable for general suction procedures ¦ Suction Apparatus 0.25HP ¦ Main body constructed from M.S.sheet with S.S. top fitted with Push Handle | 1 | /products/suction-units/suction-apparatus
Suction Units | Suction Apparatus | SEM-25SS |  | Description ¦ Suction Apparatus ¦ A versatile trolley model on 4 swivel castors suitable for general suction procedures | 0 | /products/suction-units/suction-apparatus
Suction Units | Suction Unit 0.5HP | SE-50 |  |  | 2 | /products/suction-units/suction-unit-0-5hp
Suction Units | Suction Unit 0.5HP | SEM-50 |  | A medium capacity vacuum suction unit ¦ Suction Unit 0.5HP ¦ Mounted on 4 Seivel castors | 0 | /products/suction-units/suction-unit-0-5hp
Suction Units | Suction Unit 0.5HP with Tray | SE-50T |  |  | 1 | /products/suction-units/suction-unit-0-5hp-with-tray
Suction Units | Suction Unit 0.5HP with Tray | SEM-50T |  | Description ¦ Suction Unit 0.5HP with Tray ¦ Super high vaccum suction unit/lipo suction unit | 0 | /products/suction-units/suction-unit-0-5hp-with-tray
Suction Units | Suction Unit 0.5HP with poly Jars, Deluxe | SE-50D |  | Description ¦ Suction Unit 0.5HP with poly Jars, Deluxe ¦ Hivac suction unit | 0 | /products/suction-units/suction-unit-0-5hp-with-poly-jars-deluxe
Ward Equipments | Autopsy Table | ATSS-1 | s no: 34 | Construction 304 grade type stainless steel with large radius inside corners for easy clean up ¦ Single bowl sink, wrist operated stainless steel FAUCET ¦ Manufactured without rivets or bolts | 0 | /products/ward-equipments/autopsy-table
Ward Equipments | Baby Bassinet | BB-1 | Size: Baby Infant care trolley ¦ s no: 29 | Preprex transparent crib with mattress ¦ Trendelenburg / Reverse Trendelenburg manual 5 cms castors ¦ I. V. Rod | 1 | /products/ward-equipments/baby-bassinet
Ward Equipments | Baby Bassinet With Utility Box | BBU-1 | Size: Baby Bassinet With Utiliy Box ¦ s no: 30 | Preprex transparent crib with mattress ¦ Trendelenburg / Reverse Trendelenburg by knob ¦ Laminated cupboard with plateform 5 cms castors | 1 | /products/ward-equipments/baby-bassinet-with-utility-box
Ward Equipments | Baby Cradle | BC-1 | Size: Baby Cradle ¦ s no: 28 | Overall approx. size: 36" x 15" x 39" ¦ Stand frame work made up of 25 mm x 1.22 mm M.S. tubular pipe ¦ Legs fitted with PVC stumps | 1 | /products/ward-equipments/baby-cradle
Ward Equipments | Bed Side Screen (3 Panels) | BSS-3F | Size: Bed Side Screen (3 Panels) ¦ s no: 10 | Overall size : 1680H x 2450L mm ¦ M.S. tubular frame work made of 19mm x 18G in three section ¦ Legs made up of 25mm x 18G mounted on 5 cms castors | 1 | /products/ward-equipments/bed-side-screen-3-panels
Ward Equipments | Bed Side Screen (4 Panels) | BSS-4F | Size: Bed Side Screen (4 Panels) ¦ s no: 9 | Overall size: 1680H x 2450L mm ¦ M.S. tubular frame work made up of 19mm x 18G in four section ¦ Legs made of 25mm x 18G mounted on 5 cms castors with hooks and spring along-with curtains | 1 | /products/ward-equipments/bed-side-screen-4-panels
Ward Equipments | Cardiac Table (Gear Handle Adjustable) | CTG-1 | s no: 1 | 1 Rectangular frame work mounted on 5 cms castors. 2 Finish : Pre-treated and Epoxy Powder Coated | 0 | /products/ward-equipments/cardiac-table-gear-handle-adjustable
Ward Equipments | Cardiac Table (by Knob Adjustable) | CTK-1 | Size: Cardiac Table (by Knob Adjustable) ¦ s no: 2 | 1 Rectangular frame work mounted on 5 cms castors 2.Membrane press wooden top adjustable by side knob 3.Finish : Pre-treated and Epoxy Powder Coated | 2 | /products/ward-equipments/cardiac-table-by-knob-adjustable
Ward Equipments | Cardiac Table (fixed) | CTF-1 | Size: Cardiac Table (Fixed) ¦ s no: 3 | Overall size : 40"L x 16"W x 39"H ¦ Tubular frame work mounted on 5 cms castors ¦ Fixed membrane press wooden laminated top | 1 | /products/ward-equipments/cardiac-table-fixed
Ward Equipments | Crash Cart (All SS) | CC-1SS | Decription: Crash Cart (All SS) |  | 0 | /products/ward-equipments/crash-cart-all-ss
Ward Equipments | Crash Cart (SS Top) | CC-1SS/CC-1 | Decription: Crash Cart (SS Top) ¦ s no: 10 ¦ short description: Emergency Trolley | Overall approx. size : 960 L x 500 W x 1545H mm ¦ Frame work made up of S.S. tubes ¦ Two light weight polystyrene boxes each with three drawers | 1 | /products/ward-equipments/crash-cart-ss-top
Ward Equipments | Dressing Trolley | DT-1 SS | Size: Dressing Trolley ¦ s no: 14 | Approx. size : 3O"x18"x32" ¦ Frame work made up of S.S. tubes ¦ Two S.S. shelves up with S.S. railings on all four sides | 2 | /products/ward-equipments/dressing-trolley
Ward Equipments | Electric Trolley with Double Door | FTE-1 | s no: 1 ¦ short description: Food Trolley | Smooth edges ¦ Resistant to abrasion and corrosion ¦ Longer operational life | 0 | /products/ward-equipments/electric-trolley-with-double-door
Ward Equipments | Emergency Medicine Trolley | EMT-1 | Decription: Emergency Medicine Trolley ¦ s no: 11 ¦ short description: Emergency Trolley | Overall approx. size : 750 x 500 W x 810H mm ¦ Mild steel frame work with five draws for medicine ¦ Upper drawer with medicine container of different sizes | 1 | /products/ward-equipments/emergency-medicine-trolley
Ward Equipments | Foot Step Double Step | FSD-1 | Size: Foot Step Double Step ¦ s no: 18 | Overall approx. step size : 505 mm L x 305 mm W ¦ First step height 230 mm and second step size 450 mm ¦ Step made up of CRCA sheet fitted with Aluminium Tread flats by pop rivets | 1 | /products/ward-equipments/foot-step-double-step
Ward Equipments | Foot Step Single Step | FSS-1 | Size: Foot Step Single Step ¦ s no: 17 | Overall approx. size : 505L x 305W x 230H mm ¦ Step made up of CRCA Sheet fitted with Aluminium Tread flats by pop rivets ¦ Frame made up of 1" x 18G CRCA tube fitted with PVC stumps | 1 | /products/ward-equipments/foot-step-single-step
Ward Equipments | I.V. Stand | IVS | Size: I.V. Stand ¦ s no: 8 | Five Pronged base fitted with 5 cms Castors ¦ S. S. adjustable ¦ I.V. Rod with double / four hook | 2 | /products/ward-equipments/i-v-stand
Ward Equipments | Infant Warmer | IW-1 | s no: 25 | Micro processor controlled with Servo & Manual modes of operation ¦ This infant warmer provides automatic over heat and over temperature protection in both manual and servo modes ¦ Quartz Infrared heater element with very effective heat radiation | 0 | /products/ward-equipments/infant-warmer
Ward Equipments | Instrument Cabinet | IC-1MS | Size: Instrument Cabinet ¦ s no: 31 | Made from CRC sheet three side closed ¦ Front glass door and glass shelves ¦ Pre-treated and Epoxy Powder Coated | 1 | /products/ward-equipments/instrument-cabinet
Ward Equipments | Instrument Trolley Two Shelves | IT-1SS | s no: 15 | Frame work made up of 1"x 18G vertical M.S. tubes ¦ Two 22G S.S. shelves with three sides railing ¦ The trolley mounted on 100 mm dia castors | 0 | /products/ward-equipments/instrument-trolley-two-shelves
Ward Equipments | Kick Bowl/Bucket | KBSS-1 | Size: Kick Bowl/Bucket ¦ s no: 11 | Approx. S.S. Bowl of 350 mm dia/SS Bucket ¦ Frame work made up of M.S. tubes ¦ Mounted on 50 mm castors | 1 | /products/ward-equipments/kick-bowl-bucket
Ward Equipments | Laparoscopic/Monitor Trolley | LM-1 | Decription: Laparoscopic/Monitor Trolley ¦ s no: 9 ¦ short description: Emergency Trolley | Overall approx. size : 820 mm L x 620 mm D x 1680 H ¦ Four shelves and one drawers ¦ Trolley having two handle | 1 | /products/ward-equipments/laparoscopic-monitor-trolley
Ward Equipments | Medicine Trolley with 4 Drawers | MT4D-1 | Size: Medicine Trolley with 4 Drawers ¦ s no: 12 | Overall approx. size: 76L x 46W x 81H cms ¦ Frame work made up of M.S. tubes mounted on 10 cms castors ¦ Two S.S. shelves with three side railing on top shelf | 1 | /products/ward-equipments/medicine-trolley-with-4-drawers
Ward Equipments | O.T. Mayo's Instrument Trolley With S.S. Tray | MTSS-1 | Size: O.T. Mayo's Instrumest Trolley S.S. Tray ¦ s no: 4 | Tray S.S. size : 56 L x 40 W cms ¦ Rectangular CRC tubes mounted on 5 cms castors ¦ Height adjustable by side knob | 1 | /products/ward-equipments/o-t-mayo-s-instrument-trolley-with-s-s-tray
Ward Equipments | OT Instrument Mayo's Trolley Over the OT Table (Mechanically) | MTOB-1 | s no: 5 | Approx tray S.S. Size: 91 L x 5OW cms ¦ Frame work of S.S. tubes mounted on 1O cms castors ¦ Height adjustable by gear handle | 0 | /products/ward-equipments/ot-instrument-mayo-s-trolley-over-the-ot-table-mechanically
Ward Equipments | Patient's Medicine Cupbard (ABS) | BSL- 1ABS | Size: Patient's Medicine Cupboard (ABS) ¦ product size in inches: 450L x 450W x 760H mm | Description ¦ Overall size : 450L x 450W x 760H mm ¦ One drawer | 1 | /products/ward-equipments/patient-s-medicine-cupbard-abs
Ward Equipments | Patient's Medicine Cupbard (STD) | BSL-1ST | Size: Patient's Medicine Cupboard (STD) ¦ product size in inches: 400L x 400W x 810H mm | Description ¦ Overall size: 400L x 400W x 810H mm ¦ Jointless S.S. top with three sides raise edges | 2 | /products/ward-equipments/patient-s-medicine-cupbard-std
Ward Equipments | Patient's Medicine Cupboard (DLX) | BSL-1D | product size in inches: 400L x 400W x 810H mm | Description ¦ Overall size: 400L x 400W x 810h mm ¦ CRCA sheet constructions having one box and one drawer | 0 | /products/ward-equipments/patient-s-medicine-cupboard-dlx
Ward Equipments | Patient's Revolving Stool S.S Top | PRS-1MS | s no: 20 | Four leg base fitted with PVC stumps ¦ Height adjustment by machine screw from 18" x 27" ¦ Rest ring support made up of M.S tube | 0 | /products/ward-equipments/patient-s-revolving-stool-s-s-top
Ward Equipments | Patient's Revolvingg Stool S.S. Top | IW-1D | Product: Infant Warmer |  | 1 | /products/ward-equipments/patient-s-revolvingg-stool-s-s-top
Ward Equipments | Patient's Revolvingg Stool S.S. Top | PRS-1SS | Product: Patient's Revolving Stool all S.S. |  | 2 | /products/ward-equipments/patient-s-revolvingg-stool-s-s-top
Ward Equipments | Patient's Stool(Fix) | PSF-1 | Product: Patient's Stool Fix ¦ s no: 21 | Approx. size: 12"x 12"x 20"H ¦ Top made up of CRCA sheet double bent ¦ Legs made up of 25 mm x 18 G and horizontal support of 19 mm x 18 G CRCA tube fitted with PVC stumps | 1 | /products/ward-equipments/patient-s-stool-fix
Ward Equipments | Phototherapy Unit (Single Surface) | PU-1 | Product: Phototherapy Unit (Single Suface) regular ¦ s no: 26 | The single surface CFL phototherapy units is a combination of the CFL (Free Standing model) ¦ The CFL with phototherapy lamp sources placed on the upper surface ¦ Height adjustable facility | 1 | /products/ward-equipments/phototherapy-unit-single-surface
Ward Equipments | Phototherapy Unit With Baby Bassinet (Double Surface) | PUDS-1 | s no: 27 | The double surface fluorescent phototherapy units is a combination of the fluorescent (Free Standing model) and fluorescent (Under Surface) phototherapy units ¦ The fluorescent with phototherapy lamp sources placed both on the upper surface and under surface of the baby bed, help to treat patients requiring more surface area exposure to phototherapy treatment ¦ Choice to use single light source, either upper or under surface, when patient condition improves | 0 | /products/ward-equipments/phototherapy-unit-with-baby-bassinet-double-surface
Ward Equipments | Solid Linen Trolley with Canvas Bag | LT-1 | Size: Solid Line Trolley with Canvas Beg ¦ s no: 16 | Frame work made up of CRC tube mounted on 1O cms castors ¦ Superior quality canvas bag ¦ Finish: Pre-treated and Epoxy Powder Coated | 0 | /products/ward-equipments/solid-linen-trolley-with-canvas-bag
Ward Equipments | Trolley For Oxygen Cylinder | OCT-1S & OCT-1L | s no: 19 | Frame work made up of CRC tube mounted on 1O cms/15cms castors ¦ Finish: Epoxy Powder Coated ¦ (A) For D type cylinder | 0 | /products/ward-equipments/trolley-for-oxygen-cylinder
Ward Equipments | Utility Trolley Two Shelves | UT-2S | Size: Uitlity Trolley Two Shelves ¦ s no: 13 | M.S. Frame work ¦ S.S. Shelves ¦ One M.S. Drawer | 1 | /products/ward-equipments/utility-trolley-two-shelves
Ward Equipments | Wash Basin Stand (Double) | WBS-1D | Size: Wash Basin stand (double) ¦ s no: 6 | Five Legs base mounted on 5 cms dia castors ¦ With two S.S. basin approx. 35 cms ¦ Vertical S.S. tube made of 25mm x 18G | 2 | /products/ward-equipments/wash-basin-stand-double
Ward Equipments | Wash Basin Stand (Single) | WBS-1S | Size: Wash Basin Stand (Single) ¦ s no: 7 | Five Legs base mounted on 5 cms dia castors ¦ With one S.S. Basin approx. 35 cms ¦ Vertical S.S. tube made of 25mm x 18G | 1 | /products/ward-equipments/wash-basin-stand-single
Ward Equipments | Waste Bin (Paddle Type) | DBF-12 | Capacity: 12 Ltr |  | 0 | /products/ward-equipments/waste-bin-paddle-type
Ward Equipments | Waste Bin (Paddle Type) | DBF-20 | Capacity: 20 Ltr |  | 0 | /products/ward-equipments/waste-bin-paddle-type
Ward Equipments | Waste Bin (Paddle Type) | DBF-35 | Capacity: 35 Ltr |  | 0 | /products/ward-equipments/waste-bin-paddle-type
Ward Equipments | Waste Bin (Paddle Type) | DBF-5 | Capacity: 5 Ltr |  | 1 | /products/ward-equipments/waste-bin-paddle-type
Ward Equipments | Waste Bin (Paddle Type) | DBF-7 | Capacity: 7.5 Ltr |  | 0 | /products/ward-equipments/waste-bin-paddle-type
Ward Equipments | Waste Bin (Paddle Type) | OCT-1L | Capacity: Trolley For Oxygen Cylinder Large |  | 1 | /products/ward-equipments/waste-bin-paddle-type
Ward Equipments | Waste Bin (Paddle Type) | OCT-1S | Capacity: Trolley For Oxygen Cylinder |  | 1 | /products/ward-equipments/waste-bin-paddle-type
X-Ray Illuminators | X- Ray Viewer Double Film | XVB-002 | Size: X-Ray Viewer Double Film ¦ s no: 2 ¦ short description: X-Ray Illuminator | Long life approximate LED's life 50,000 hrs ¦ Uniform light at the total surface area ¦ No heat emission | 0 | /products/x-ray-illuminators/x-ray-viewer-double-film
X-Ray Illuminators | X- Ray Viewer Four Film Compact, Solid with Backlight of LED's Based Panel | XV-004 | s no: 4 ¦ short description: X-Ray Illuminator | Long life approximate LED's life 50,000 hrs ¦ Uniform light at the total surface area ¦ No heat emission | 0 | /products/x-ray-illuminators/x-ray-viewer-four-film-compact-solid-with-backlight-of-led-s-based-panel
X-Ray Illuminators | X- Ray Viewer Single Film Compact, Solid with Backlight of LED's Based Panel | XVB-001 | Size: X-Ray Viewer Single Film ¦ s no: 1 ¦ short description: X-Ray Illuminator | Long life approximate LED's life 50,000 hrs ¦ Uniform light at the total surface area ¦ No heat emission | 1 | /products/x-ray-illuminators/x-ray-viewer-single-film-compact-solid-with-backlight-of-led-s-based-panel
X-Ray Illuminators | X- Ray Viewer Three Film | XVB-003 | Size: X-Ray Viewer Three Film ¦ s no: 3 ¦ short description: X-Ray Illuminator | Long life approximate LED's life 50,000 hrs ¦ Uniform light at the total surface area ¦ No heat emission | 0 | /products/x-ray-illuminators/x-ray-viewer-three-film
X-Ray Illuminators | X-Ray Illuminators | XVB-004 | Size: X-Ray Viewer Four Film |  | 0 | /products/x-ray-illuminators/x-ray-illuminators
X-Ray Illuminators | X-Ray Illuminators | XVBS-01 | Size: X-Ray Viewer Slim single Film |  | 0 | /products/x-ray-illuminators/x-ray-illuminators
X-Ray Illuminators | X-Ray Illuminators | XVBS-02 | Size: X-Ray Viewer Slim Double Film |  | 0 | /products/x-ray-illuminators/x-ray-illuminators